## Config
Parameter | Value
Scenario | FOB
Sizing | Generator sized once per location to (1 + reserve margin) x peak electric demand (critical + heat pump) across all weather years; no PV, battery, or PCM; fixed design evaluated on each fold's training/testing year split
Reserve margin | 0.2
Locations | California, Arizona, Alaska, Minnesota, Florida
Folds | 5
Weather years | 1998-2022
Total sensitivity runs | 45
Methods | Diesel
Rows per fold sheet | 45
Generator capital cost ($/kW) | 800
Generator fixed O&M ($/kW/yr) | 24
Generator variable O&M ($/kWh) | 0.02
Generator lifetime (yr) | 15
Fuel curve F0 (gal/hr per kW rated) | 0.0215
Fuel curve F1 (gal/hr per kW output) | 0.065
Fuel price source | FBCF ladder (Nat'l Defense Mag 2010; JASON JSR-06-135 2006; GAO-09-300): $13/gal peacetime forward, $45/gal protected convoy, $400/gal contested extreme; hostile-area FBCF range $100-600/gal

## VoLL_Scenarios
VoLL Level | HVAC VoLL ($/kWh) | Critical VoLL ($/kWh)
Low | 1 | 30
Med | 3 | 100
High | 10 | 300

## Fuel_Price_Scenarios
Fuel Price Level | Diesel Price ($/gal)
Low | 13
Med | 45
High | 400

## Summary
Location | VoLL Level | Fuel Price Level | Method | PV_Size | Battery_Size | PCM_Heating_Size | PCM_Cooling_Size | Training Total Cost | Training Capital Cost | Training Operation Cost | Training HVAC Cost | Training Critical Load Cost | Testing Total Cost | Testing Capital Cost | Testing Operation Cost | Testing HVAC Cost | Testing Critical Load Cost | Testing HVAC LoL Hours | Testing Critical LoL Hours | Testing HVAC LoL Events | Testing Critical LoL Events | Testing HVAC Max LoL Event Hours | Testing Critical Max LoL Event Hours | Diesel Price ($/gal) | Generator_Size | Peak_Electric_Demand | Reserve_Margin | Training Generator Capital Cost | Training Heat Pump Capital Cost | Training Fixed OM Cost | Training Generator Fixed OM Cost | Training Heat Pump Fixed OM Cost | Training Variable OM Cost | Training Fuel Cost | Training Fuel Gallons | Training HVAC LoL Hours | Training Critical LoL Hours | Training HVAC LoL Events | Training Critical LoL Events | Training HVAC Max LoL Event Hours | Training Critical Max LoL Event Hours | Testing Generator Capital Cost | Testing Heat Pump Capital Cost | Testing Fixed OM Cost | Testing Generator Fixed OM Cost | Testing Heat Pump Fixed OM Cost | Testing Variable OM Cost | Testing Fuel Cost | Testing Fuel Gallons | Folds Averaged
Alaska | High | High | Diesel | 0 | 0 | 0 | 0 | 752230.157 | 1083.477 | 751146.68 | 0 | 0 | 752230.157 | 1083.477 | 751146.68 | 0 | 0 | 0 | 0 | 0 | 0 | 0 | 0 | 400 | 6.138 | 5.115 | 0.2 | 411.32 | 672.157 | 347.309 | 147.309 | 200 | 221.672 | 750577.699 | 1876.444 | 0 | 0 | 0 | 0 | 0 | 0 | 411.32 | 672.157 | 347.309 | 147.309 | 200 | 221.672 | 750577.699 | 1876.444 | 5
Alaska | High | Low | Diesel | 0 | 0 | 0 | 0 | 26046.234 | 1083.477 | 24962.756 | 0 | 0 | 26046.234 | 1083.477 | 24962.756 | 0 | 0 | 0 | 0 | 0 | 0 | 0 | 0 | 13 | 6.138 | 5.115 | 0.2 | 411.32 | 672.157 | 347.309 | 147.309 | 200 | 221.672 | 24393.775 | 1876.444 | 0 | 0 | 0 | 0 | 0 | 0 | 411.32 | 672.157 | 347.309 | 147.309 | 200 | 221.672 | 24393.775 | 1876.444 | 5
Alaska | High | Med | Diesel | 0 | 0 | 0 | 0 | 86092.45 | 1083.477 | 85008.972 | 0 | 0 | 86092.45 | 1083.477 | 85008.972 | 0 | 0 | 0 | 0 | 0 | 0 | 0 | 0 | 45 | 6.138 | 5.115 | 0.2 | 411.32 | 672.157 | 347.309 | 147.309 | 200 | 221.672 | 84439.991 | 1876.444 | 0 | 0 | 0 | 0 | 0 | 0 | 411.32 | 672.157 | 347.309 | 147.309 | 200 | 221.672 | 84439.991 | 1876.444 | 5
Alaska | Low | High | Diesel | 0 | 0 | 0 | 0 | 752230.157 | 1083.477 | 751146.68 | 0 | 0 | 752230.157 | 1083.477 | 751146.68 | 0 | 0 | 0 | 0 | 0 | 0 | 0 | 0 | 400 | 6.138 | 5.115 | 0.2 | 411.32 | 672.157 | 347.309 | 147.309 | 200 | 221.672 | 750577.699 | 1876.444 | 0 | 0 | 0 | 0 | 0 | 0 | 411.32 | 672.157 | 347.309 | 147.309 | 200 | 221.672 | 750577.699 | 1876.444 | 5
Alaska | Low | Low | Diesel | 0 | 0 | 0 | 0 | 26046.234 | 1083.477 | 24962.756 | 0 | 0 | 26046.234 | 1083.477 | 24962.756 | 0 | 0 | 0 | 0 | 0 | 0 | 0 | 0 | 13 | 6.138 | 5.115 | 0.2 | 411.32 | 672.157 | 347.309 | 147.309 | 200 | 221.672 | 24393.775 | 1876.444 | 0 | 0 | 0 | 0 | 0 | 0 | 411.32 | 672.157 | 347.309 | 147.309 | 200 | 221.672 | 24393.775 | 1876.444 | 5
Alaska | Low | Med | Diesel | 0 | 0 | 0 | 0 | 86092.45 | 1083.477 | 85008.972 | 0 | 0 | 86092.45 | 1083.477 | 85008.972 | 0 | 0 | 0 | 0 | 0 | 0 | 0 | 0 | 45 | 6.138 | 5.115 | 0.2 | 411.32 | 672.157 | 347.309 | 147.309 | 200 | 221.672 | 84439.991 | 1876.444 | 0 | 0 | 0 | 0 | 0 | 0 | 411.32 | 672.157 | 347.309 | 147.309 | 200 | 221.672 | 84439.991 | 1876.444 | 5
Alaska | Med | High | Diesel | 0 | 0 | 0 | 0 | 752230.157 | 1083.477 | 751146.68 | 0 | 0 | 752230.157 | 1083.477 | 751146.68 | 0 | 0 | 0 | 0 | 0 | 0 | 0 | 0 | 400 | 6.138 | 5.115 | 0.2 | 411.32 | 672.157 | 347.309 | 147.309 | 200 | 221.672 | 750577.699 | 1876.444 | 0 | 0 | 0 | 0 | 0 | 0 | 411.32 | 672.157 | 347.309 | 147.309 | 200 | 221.672 | 750577.699 | 1876.444 | 5
Alaska | Med | Low | Diesel | 0 | 0 | 0 | 0 | 26046.234 | 1083.477 | 24962.756 | 0 | 0 | 26046.234 | 1083.477 | 24962.756 | 0 | 0 | 0 | 0 | 0 | 0 | 0 | 0 | 13 | 6.138 | 5.115 | 0.2 | 411.32 | 672.157 | 347.309 | 147.309 | 200 | 221.672 | 24393.775 | 1876.444 | 0 | 0 | 0 | 0 | 0 | 0 | 411.32 | 672.157 | 347.309 | 147.309 | 200 | 221.672 | 24393.775 | 1876.444 | 5
Alaska | Med | Med | Diesel | 0 | 0 | 0 | 0 | 86092.45 | 1083.477 | 85008.972 | 0 | 0 | 86092.45 | 1083.477 | 85008.972 | 0 | 0 | 0 | 0 | 0 | 0 | 0 | 0 | 45 | 6.138 | 5.115 | 0.2 | 411.32 | 672.157 | 347.309 | 147.309 | 200 | 221.672 | 84439.991 | 1876.444 | 0 | 0 | 0 | 0 | 0 | 0 | 411.32 | 672.157 | 347.309 | 147.309 | 200 | 221.672 | 84439.991 | 1876.444 | 5
Arizona | High | High | Diesel | 0 | 0 | 0 | 0 | 442549.097 | 918.244 | 441630.853 | 0 | 0 | 442549.097 | 918.244 | 441630.853 | 0 | 0 | 0 | 0 | 0 | 0 | 0 | 0 | 400 | 3.672 | 3.06 | 0.2 | 246.087 | 672.157 | 288.133 | 88.133 | 200 | 126.59 | 441216.131 | 1103.04 | 0 | 0 | 0 | 0 | 0 | 0 | 246.087 | 672.157 | 288.133 | 88.133 | 200 | 126.59 | 441216.13 | 1103.04 | 5
Arizona | High | Low | Diesel | 0 | 0 | 0 | 0 | 15672.491 | 918.244 | 14754.247 | 0 | 0 | 15672.491 | 918.244 | 14754.247 | 0 | 0 | 0 | 0 | 0 | 0 | 0 | 0 | 13 | 3.672 | 3.06 | 0.2 | 246.087 | 672.157 | 288.133 | 88.133 | 200 | 126.59 | 14339.524 | 1103.04 | 0 | 0 | 0 | 0 | 0 | 0 | 246.087 | 672.157 | 288.133 | 88.133 | 200 | 126.59 | 14339.524 | 1103.04 | 5
Arizona | High | Med | Diesel | 0 | 0 | 0 | 0 | 50969.781 | 918.244 | 50051.538 | 0 | 0 | 50969.781 | 918.244 | 50051.537 | 0 | 0 | 0 | 0 | 0 | 0 | 0 | 0 | 45 | 3.672 | 3.06 | 0.2 | 246.087 | 672.157 | 288.133 | 88.133 | 200 | 126.59 | 49636.815 | 1103.04 | 0 | 0 | 0 | 0 | 0 | 0 | 246.087 | 672.157 | 288.133 | 88.133 | 200 | 126.59 | 49636.815 | 1103.04 | 5
Arizona | Low | High | Diesel | 0 | 0 | 0 | 0 | 442549.097 | 918.244 | 441630.853 | 0 | 0 | 442549.097 | 918.244 | 441630.853 | 0 | 0 | 0 | 0 | 0 | 0 | 0 | 0 | 400 | 3.672 | 3.06 | 0.2 | 246.087 | 672.157 | 288.133 | 88.133 | 200 | 126.59 | 441216.131 | 1103.04 | 0 | 0 | 0 | 0 | 0 | 0 | 246.087 | 672.157 | 288.133 | 88.133 | 200 | 126.59 | 441216.13 | 1103.04 | 5
Arizona | Low | Low | Diesel | 0 | 0 | 0 | 0 | 15672.491 | 918.244 | 14754.247 | 0 | 0 | 15672.491 | 918.244 | 14754.247 | 0 | 0 | 0 | 0 | 0 | 0 | 0 | 0 | 13 | 3.672 | 3.06 | 0.2 | 246.087 | 672.157 | 288.133 | 88.133 | 200 | 126.59 | 14339.524 | 1103.04 | 0 | 0 | 0 | 0 | 0 | 0 | 246.087 | 672.157 | 288.133 | 88.133 | 200 | 126.59 | 14339.524 | 1103.04 | 5
Arizona | Low | Med | Diesel | 0 | 0 | 0 | 0 | 50969.781 | 918.244 | 50051.538 | 0 | 0 | 50969.781 | 918.244 | 50051.537 | 0 | 0 | 0 | 0 | 0 | 0 | 0 | 0 | 45 | 3.672 | 3.06 | 0.2 | 246.087 | 672.157 | 288.133 | 88.133 | 200 | 126.59 | 49636.815 | 1103.04 | 0 | 0 | 0 | 0 | 0 | 0 | 246.087 | 672.157 | 288.133 | 88.133 | 200 | 126.59 | 49636.815 | 1103.04 | 5
Arizona | Med | High | Diesel | 0 | 0 | 0 | 0 | 442549.097 | 918.244 | 441630.853 | 0 | 0 | 442549.097 | 918.244 | 441630.853 | 0 | 0 | 0 | 0 | 0 | 0 | 0 | 0 | 400 | 3.672 | 3.06 | 0.2 | 246.087 | 672.157 | 288.133 | 88.133 | 200 | 126.59 | 441216.131 | 1103.04 | 0 | 0 | 0 | 0 | 0 | 0 | 246.087 | 672.157 | 288.133 | 88.133 | 200 | 126.59 | 441216.13 | 1103.04 | 5
Arizona | Med | Low | Diesel | 0 | 0 | 0 | 0 | 15672.491 | 918.244 | 14754.247 | 0 | 0 | 15672.491 | 918.244 | 14754.247 | 0 | 0 | 0 | 0 | 0 | 0 | 0 | 0 | 13 | 3.672 | 3.06 | 0.2 | 246.087 | 672.157 | 288.133 | 88.133 | 200 | 126.59 | 14339.524 | 1103.04 | 0 | 0 | 0 | 0 | 0 | 0 | 246.087 | 672.157 | 288.133 | 88.133 | 200 | 126.59 | 14339.524 | 1103.04 | 5
Arizona | Med | Med | Diesel | 0 | 0 | 0 | 0 | 50969.781 | 918.244 | 50051.538 | 0 | 0 | 50969.781 | 918.244 | 50051.537 | 0 | 0 | 0 | 0 | 0 | 0 | 0 | 0 | 45 | 3.672 | 3.06 | 0.2 | 246.087 | 672.157 | 288.133 | 88.133 | 200 | 126.59 | 49636.815 | 1103.04 | 0 | 0 | 0 | 0 | 0 | 0 | 246.087 | 672.157 | 288.133 | 88.133 | 200 | 126.59 | 49636.815 | 1103.04 | 5
California | High | High | Diesel | 0 | 0 | 0 | 0 | 309972.835 | 865.751 | 309107.084 | 0 | 0 | 309972.835 | 865.751 | 309107.084 | 0 | 0 | 0 | 0 | 0 | 0 | 0 | 0 | 400 | 2.889 | 2.407 | 0.2 | 193.594 | 672.157 | 269.333 | 69.333 | 200 | 70.1 | 308767.651 | 771.92 | 0 | 0 | 0 | 0 | 0 | 0 | 193.594 | 672.157 | 269.333 | 69.333 | 200 | 70.1 | 308767.651 | 771.919 | 5
California | High | Low | Diesel | 0 | 0 | 0 | 0 | 11240.133 | 865.751 | 10374.382 | 0 | 0 | 11240.133 | 865.751 | 10374.382 | 0 | 0 | 0 | 0 | 0 | 0 | 0 | 0 | 13 | 2.889 | 2.407 | 0.2 | 193.594 | 672.157 | 269.333 | 69.333 | 200 | 70.1 | 10034.949 | 771.92 | 0 | 0 | 0 | 0 | 0 | 0 | 193.594 | 672.157 | 269.333 | 69.333 | 200 | 70.1 | 10034.949 | 771.919 | 5
California | High | Med | Diesel | 0 | 0 | 0 | 0 | 35941.545 | 865.751 | 35075.794 | 0 | 0 | 35941.545 | 865.751 | 35075.794 | 0 | 0 | 0 | 0 | 0 | 0 | 0 | 0 | 45 | 2.889 | 2.407 | 0.2 | 193.594 | 672.157 | 269.333 | 69.333 | 200 | 70.1 | 34736.361 | 771.92 | 0 | 0 | 0 | 0 | 0 | 0 | 193.594 | 672.157 | 269.333 | 69.333 | 200 | 70.1 | 34736.36 | 771.919 | 5
California | Low | High | Diesel | 0 | 0 | 0 | 0 | 309972.835 | 865.751 | 309107.084 | 0 | 0 | 309972.835 | 865.751 | 309107.084 | 0 | 0 | 0 | 0 | 0 | 0 | 0 | 0 | 400 | 2.889 | 2.407 | 0.2 | 193.594 | 672.157 | 269.333 | 69.333 | 200 | 70.1 | 308767.651 | 771.92 | 0 | 0 | 0 | 0 | 0 | 0 | 193.594 | 672.157 | 269.333 | 69.333 | 200 | 70.1 | 308767.651 | 771.919 | 5
California | Low | Low | Diesel | 0 | 0 | 0 | 0 | 11240.133 | 865.751 | 10374.382 | 0 | 0 | 11240.133 | 865.751 | 10374.382 | 0 | 0 | 0 | 0 | 0 | 0 | 0 | 0 | 13 | 2.889 | 2.407 | 0.2 | 193.594 | 672.157 | 269.333 | 69.333 | 200 | 70.1 | 10034.949 | 771.92 | 0 | 0 | 0 | 0 | 0 | 0 | 193.594 | 672.157 | 269.333 | 69.333 | 200 | 70.1 | 10034.949 | 771.919 | 5
California | Low | Med | Diesel | 0 | 0 | 0 | 0 | 35941.545 | 865.751 | 35075.794 | 0 | 0 | 35941.545 | 865.751 | 35075.794 | 0 | 0 | 0 | 0 | 0 | 0 | 0 | 0 | 45 | 2.889 | 2.407 | 0.2 | 193.594 | 672.157 | 269.333 | 69.333 | 200 | 70.1 | 34736.361 | 771.92 | 0 | 0 | 0 | 0 | 0 | 0 | 193.594 | 672.157 | 269.333 | 69.333 | 200 | 70.1 | 34736.36 | 771.919 | 5
California | Med | High | Diesel | 0 | 0 | 0 | 0 | 309972.835 | 865.751 | 309107.084 | 0 | 0 | 309972.835 | 865.751 | 309107.084 | 0 | 0 | 0 | 0 | 0 | 0 | 0 | 0 | 400 | 2.889 | 2.407 | 0.2 | 193.594 | 672.157 | 269.333 | 69.333 | 200 | 70.1 | 308767.651 | 771.92 | 0 | 0 | 0 | 0 | 0 | 0 | 193.594 | 672.157 | 269.333 | 69.333 | 200 | 70.1 | 308767.651 | 771.919 | 5
California | Med | Low | Diesel | 0 | 0 | 0 | 0 | 11240.133 | 865.751 | 10374.382 | 0 | 0 | 11240.133 | 865.751 | 10374.382 | 0 | 0 | 0 | 0 | 0 | 0 | 0 | 0 | 13 | 2.889 | 2.407 | 0.2 | 193.594 | 672.157 | 269.333 | 69.333 | 200 | 70.1 | 10034.949 | 771.92 | 0 | 0 | 0 | 0 | 0 | 0 | 193.594 | 672.157 | 269.333 | 69.333 | 200 | 70.1 | 10034.949 | 771.919 | 5
California | Med | Med | Diesel | 0 | 0 | 0 | 0 | 35941.545 | 865.751 | 35075.794 | 0 | 0 | 35941.545 | 865.751 | 35075.794 | 0 | 0 | 0 | 0 | 0 | 0 | 0 | 0 | 45 | 2.889 | 2.407 | 0.2 | 193.594 | 672.157 | 269.333 | 69.333 | 200 | 70.1 | 34736.361 | 771.92 | 0 | 0 | 0 | 0 | 0 | 0 | 193.594 | 672.157 | 269.333 | 69.333 | 200 | 70.1 | 34736.36 | 771.919 | 5
Florida | High | High | Diesel | 0 | 0 | 0 | 0 | 437535.686 | 939.554 | 436596.132 | 0 | 0 | 437535.687 | 939.554 | 436596.132 | 0 | 0 | 0 | 0 | 0 | 0 | 0 | 0 | 400 | 3.99 | 3.325 | 0.2 | 267.397 | 672.157 | 295.765 | 95.765 | 200 | 104.299 | 436196.067 | 1090.49 | 0 | 0 | 0 | 0 | 0 | 0 | 267.397 | 672.157 | 295.765 | 95.765 | 200 | 104.299 | 436196.067 | 1090.49 | 5
Florida | High | Low | Diesel | 0 | 0 | 0 | 0 | 15515.991 | 939.554 | 14576.437 | 0 | 0 | 15515.991 | 939.554 | 14576.437 | 0 | 0 | 0 | 0 | 0 | 0 | 0 | 0 | 13 | 3.99 | 3.325 | 0.2 | 267.397 | 672.157 | 295.765 | 95.765 | 200 | 104.299 | 14176.372 | 1090.49 | 0 | 0 | 0 | 0 | 0 | 0 | 267.397 | 672.157 | 295.765 | 95.765 | 200 | 104.299 | 14176.372 | 1090.49 | 5
Florida | High | Med | Diesel | 0 | 0 | 0 | 0 | 50411.677 | 939.554 | 49472.122 | 0 | 0 | 50411.677 | 939.554 | 49472.122 | 0 | 0 | 0 | 0 | 0 | 0 | 0 | 0 | 45 | 3.99 | 3.325 | 0.2 | 267.397 | 672.157 | 295.765 | 95.765 | 200 | 104.299 | 49072.058 | 1090.49 | 0 | 0 | 0 | 0 | 0 | 0 | 267.397 | 672.157 | 295.765 | 95.765 | 200 | 104.299 | 49072.058 | 1090.49 | 5
Florida | Low | High | Diesel | 0 | 0 | 0 | 0 | 437535.686 | 939.554 | 436596.132 | 0 | 0 | 437535.687 | 939.554 | 436596.132 | 0 | 0 | 0 | 0 | 0 | 0 | 0 | 0 | 400 | 3.99 | 3.325 | 0.2 | 267.397 | 672.157 | 295.765 | 95.765 | 200 | 104.299 | 436196.067 | 1090.49 | 0 | 0 | 0 | 0 | 0 | 0 | 267.397 | 672.157 | 295.765 | 95.765 | 200 | 104.299 | 436196.067 | 1090.49 | 5
Florida | Low | Low | Diesel | 0 | 0 | 0 | 0 | 15515.991 | 939.554 | 14576.437 | 0 | 0 | 15515.991 | 939.554 | 14576.437 | 0 | 0 | 0 | 0 | 0 | 0 | 0 | 0 | 13 | 3.99 | 3.325 | 0.2 | 267.397 | 672.157 | 295.765 | 95.765 | 200 | 104.299 | 14176.372 | 1090.49 | 0 | 0 | 0 | 0 | 0 | 0 | 267.397 | 672.157 | 295.765 | 95.765 | 200 | 104.299 | 14176.372 | 1090.49 | 5
Florida | Low | Med | Diesel | 0 | 0 | 0 | 0 | 50411.677 | 939.554 | 49472.122 | 0 | 0 | 50411.677 | 939.554 | 49472.122 | 0 | 0 | 0 | 0 | 0 | 0 | 0 | 0 | 45 | 3.99 | 3.325 | 0.2 | 267.397 | 672.157 | 295.765 | 95.765 | 200 | 104.299 | 49072.058 | 1090.49 | 0 | 0 | 0 | 0 | 0 | 0 | 267.397 | 672.157 | 295.765 | 95.765 | 200 | 104.299 | 49072.058 | 1090.49 | 5
Florida | Med | High | Diesel | 0 | 0 | 0 | 0 | 437535.686 | 939.554 | 436596.132 | 0 | 0 | 437535.687 | 939.554 | 436596.132 | 0 | 0 | 0 | 0 | 0 | 0 | 0 | 0 | 400 | 3.99 | 3.325 | 0.2 | 267.397 | 672.157 | 295.765 | 95.765 | 200 | 104.299 | 436196.067 | 1090.49 | 0 | 0 | 0 | 0 | 0 | 0 | 267.397 | 672.157 | 295.765 | 95.765 | 200 | 104.299 | 436196.067 | 1090.49 | 5
Florida | Med | Low | Diesel | 0 | 0 | 0 | 0 | 15515.991 | 939.554 | 14576.437 | 0 | 0 | 15515.991 | 939.554 | 14576.437 | 0 | 0 | 0 | 0 | 0 | 0 | 0 | 0 | 13 | 3.99 | 3.325 | 0.2 | 267.397 | 672.157 | 295.765 | 95.765 | 200 | 104.299 | 14176.372 | 1090.49 | 0 | 0 | 0 | 0 | 0 | 0 | 267.397 | 672.157 | 295.765 | 95.765 | 200 | 104.299 | 14176.372 | 1090.49 | 5
Florida | Med | Med | Diesel | 0 | 0 | 0 | 0 | 50411.677 | 939.554 | 49472.122 | 0 | 0 | 50411.677 | 939.554 | 49472.122 | 0 | 0 | 0 | 0 | 0 | 0 | 0 | 0 | 45 | 3.99 | 3.325 | 0.2 | 267.397 | 672.157 | 295.765 | 95.765 | 200 | 104.299 | 49072.058 | 1090.49 | 0 | 0 | 0 | 0 | 0 | 0 | 267.397 | 672.157 | 295.765 | 95.765 | 200 | 104.299 | 49072.058 | 1090.49 | 5
Minnesota | High | High | Diesel | 0 | 0 | 0 | 0 | 636635.679 | 1030.267 | 635605.412 | 0 | 0 | 636635.679 | 1030.267 | 635605.412 | 0 | 0 | 0 | 0 | 0 | 0 | 0 | 0 | 400 | 5.344 | 4.453 | 0.2 | 358.11 | 672.157 | 328.253 | 128.253 | 200 | 178.856 | 635098.303 | 1587.746 | 0 | 0 | 0 | 0 | 0 | 0 | 358.11 | 672.157 | 328.253 | 128.253 | 200 | 178.856 | 635098.303 | 1587.746 | 5
Minnesota | High | Low | Diesel | 0 | 0 | 0 | 0 | 22178.071 | 1030.267 | 21147.804 | 0 | 0 | 22178.07 | 1030.267 | 21147.804 | 0 | 0 | 0 | 0 | 0 | 0 | 0 | 0 | 13 | 5.344 | 4.453 | 0.2 | 358.11 | 672.157 | 328.253 | 128.253 | 200 | 178.856 | 20640.695 | 1587.746 | 0 | 0 | 0 | 0 | 0 | 0 | 358.11 | 672.157 | 328.253 | 128.253 | 200 | 178.856 | 20640.695 | 1587.746 | 5
Minnesota | High | Med | Diesel | 0 | 0 | 0 | 0 | 72985.935 | 1030.267 | 71955.668 | 0 | 0 | 72985.935 | 1030.267 | 71955.668 | 0 | 0 | 0 | 0 | 0 | 0 | 0 | 0 | 45 | 5.344 | 4.453 | 0.2 | 358.11 | 672.157 | 328.253 | 128.253 | 200 | 178.856 | 71448.559 | 1587.746 | 0 | 0 | 0 | 0 | 0 | 0 | 358.11 | 672.157 | 328.253 | 128.253 | 200 | 178.856 | 71448.559 | 1587.746 | 5
Minnesota | Low | High | Diesel | 0 | 0 | 0 | 0 | 636635.679 | 1030.267 | 635605.412 | 0 | 0 | 636635.679 | 1030.267 | 635605.412 | 0 | 0 | 0 | 0 | 0 | 0 | 0 | 0 | 400 | 5.344 | 4.453 | 0.2 | 358.11 | 672.157 | 328.253 | 128.253 | 200 | 178.856 | 635098.303 | 1587.746 | 0 | 0 | 0 | 0 | 0 | 0 | 358.11 | 672.157 | 328.253 | 128.253 | 200 | 178.856 | 635098.303 | 1587.746 | 5
Minnesota | Low | Low | Diesel | 0 | 0 | 0 | 0 | 22178.071 | 1030.267 | 21147.804 | 0 | 0 | 22178.07 | 1030.267 | 21147.804 | 0 | 0 | 0 | 0 | 0 | 0 | 0 | 0 | 13 | 5.344 | 4.453 | 0.2 | 358.11 | 672.157 | 328.253 | 128.253 | 200 | 178.856 | 20640.695 | 1587.746 | 0 | 0 | 0 | 0 | 0 | 0 | 358.11 | 672.157 | 328.253 | 128.253 | 200 | 178.856 | 20640.695 | 1587.746 | 5
Minnesota | Low | Med | Diesel | 0 | 0 | 0 | 0 | 72985.935 | 1030.267 | 71955.668 | 0 | 0 | 72985.935 | 1030.267 | 71955.668 | 0 | 0 | 0 | 0 | 0 | 0 | 0 | 0 | 45 | 5.344 | 4.453 | 0.2 | 358.11 | 672.157 | 328.253 | 128.253 | 200 | 178.856 | 71448.559 | 1587.746 | 0 | 0 | 0 | 0 | 0 | 0 | 358.11 | 672.157 | 328.253 | 128.253 | 200 | 178.856 | 71448.559 | 1587.746 | 5
Minnesota | Med | High | Diesel | 0 | 0 | 0 | 0 | 636635.679 | 1030.267 | 635605.412 | 0 | 0 | 636635.679 | 1030.267 | 635605.412 | 0 | 0 | 0 | 0 | 0 | 0 | 0 | 0 | 400 | 5.344 | 4.453 | 0.2 | 358.11 | 672.157 | 328.253 | 128.253 | 200 | 178.856 | 635098.303 | 1587.746 | 0 | 0 | 0 | 0 | 0 | 0 | 358.11 | 672.157 | 328.253 | 128.253 | 200 | 178.856 | 635098.303 | 1587.746 | 5
Minnesota | Med | Low | Diesel | 0 | 0 | 0 | 0 | 22178.071 | 1030.267 | 21147.804 | 0 | 0 | 22178.07 | 1030.267 | 21147.804 | 0 | 0 | 0 | 0 | 0 | 0 | 0 | 0 | 13 | 5.344 | 4.453 | 0.2 | 358.11 | 672.157 | 328.253 | 128.253 | 200 | 178.856 | 20640.695 | 1587.746 | 0 | 0 | 0 | 0 | 0 | 0 | 358.11 | 672.157 | 328.253 | 128.253 | 200 | 178.856 | 20640.695 | 1587.746 | 5
Minnesota | Med | Med | Diesel | 0 | 0 | 0 | 0 | 72985.935 | 1030.267 | 71955.668 | 0 | 0 | 72985.935 | 1030.267 | 71955.668 | 0 | 0 | 0 | 0 | 0 | 0 | 0 | 0 | 45 | 5.344 | 4.453 | 0.2 | 358.11 | 672.157 | 328.253 | 128.253 | 200 | 178.856 | 71448.559 | 1587.746 | 0 | 0 | 0 | 0 | 0 | 0 | 358.11 | 672.157 | 328.253 | 128.253 | 200 | 178.856 | 71448.559 | 1587.746 | 5

## Fold_1
Location | VoLL Level | Fuel Price Level | Method | Fold | PV_Size | Battery_Size | PCM_Heating_Size | PCM_Cooling_Size | Training Total Cost | Training Capital Cost | Training Operation Cost | Training HVAC Cost | Training Critical Load Cost | Testing Total Cost | Testing Capital Cost | Testing Operation Cost | Testing HVAC Cost | Testing Critical Load Cost | Testing HVAC LoL Hours | Testing Critical LoL Hours | Testing HVAC LoL Events | Testing Critical LoL Events | Testing HVAC Max LoL Event Hours | Testing Critical Max LoL Event Hours | Diesel Price ($/gal) | Generator_Size | Peak_Electric_Demand | Reserve_Margin | Training Generator Capital Cost | Training Heat Pump Capital Cost | Training Fixed OM Cost | Training Generator Fixed OM Cost | Training Heat Pump Fixed OM Cost | Training Variable OM Cost | Training Fuel Cost | Training Fuel Gallons | Training HVAC LoL Hours | Training Critical LoL Hours | Training HVAC LoL Events | Training Critical LoL Events | Training HVAC Max LoL Event Hours | Training Critical Max LoL Event Hours | Testing Generator Capital Cost | Testing Heat Pump Capital Cost | Testing Fixed OM Cost | Testing Generator Fixed OM Cost | Testing Heat Pump Fixed OM Cost | Testing Variable OM Cost | Testing Fuel Cost | Testing Fuel Gallons
Alaska | High | High | Diesel | 1 | 0 | 0 | 0 | 0 | 750541.466 | 1083.477 | 749457.989 | 0 | 0 | 758984.921 | 1083.477 | 757901.443 | 0 | 0 | 0 | 0 | 0 | 0 | 0 | 0 | 400 | 6.138 | 5.115 | 0.2 | 411.32 | 672.157 | 347.309 | 147.309 | 200 | 220.374 | 748890.306 | 1872.226 | 0 | 0 | 0 | 0 | 0 | 0 | 411.32 | 672.157 | 347.309 | 147.309 | 200 | 226.864 | 757327.27 | 1893.318
Alaska | High | Low | Diesel | 1 | 0 | 0 | 0 | 0 | 25990.096 | 1083.477 | 24906.618 | 0 | 0 | 26270.787 | 1083.477 | 25187.309 | 0 | 0 | 0 | 0 | 0 | 0 | 0 | 0 | 13 | 6.138 | 5.115 | 0.2 | 411.32 | 672.157 | 347.309 | 147.309 | 200 | 220.374 | 24338.935 | 1872.226 | 0 | 0 | 0 | 0 | 0 | 0 | 411.32 | 672.157 | 347.309 | 147.309 | 200 | 226.864 | 24613.136 | 1893.318
Alaska | High | Med | Diesel | 1 | 0 | 0 | 0 | 0 | 85901.32 | 1083.477 | 84817.843 | 0 | 0 | 86856.969 | 1083.477 | 85773.491 | 0 | 0 | 0 | 0 | 0 | 0 | 0 | 0 | 45 | 6.138 | 5.115 | 0.2 | 411.32 | 672.157 | 347.309 | 147.309 | 200 | 220.374 | 84250.159 | 1872.226 | 0 | 0 | 0 | 0 | 0 | 0 | 411.32 | 672.157 | 347.309 | 147.309 | 200 | 226.864 | 85199.318 | 1893.318
Alaska | Low | High | Diesel | 1 | 0 | 0 | 0 | 0 | 750541.466 | 1083.477 | 749457.989 | 0 | 0 | 758984.921 | 1083.477 | 757901.443 | 0 | 0 | 0 | 0 | 0 | 0 | 0 | 0 | 400 | 6.138 | 5.115 | 0.2 | 411.32 | 672.157 | 347.309 | 147.309 | 200 | 220.374 | 748890.306 | 1872.226 | 0 | 0 | 0 | 0 | 0 | 0 | 411.32 | 672.157 | 347.309 | 147.309 | 200 | 226.864 | 757327.27 | 1893.318
Alaska | Low | Low | Diesel | 1 | 0 | 0 | 0 | 0 | 25990.096 | 1083.477 | 24906.618 | 0 | 0 | 26270.787 | 1083.477 | 25187.309 | 0 | 0 | 0 | 0 | 0 | 0 | 0 | 0 | 13 | 6.138 | 5.115 | 0.2 | 411.32 | 672.157 | 347.309 | 147.309 | 200 | 220.374 | 24338.935 | 1872.226 | 0 | 0 | 0 | 0 | 0 | 0 | 411.32 | 672.157 | 347.309 | 147.309 | 200 | 226.864 | 24613.136 | 1893.318
Alaska | Low | Med | Diesel | 1 | 0 | 0 | 0 | 0 | 85901.32 | 1083.477 | 84817.843 | 0 | 0 | 86856.969 | 1083.477 | 85773.491 | 0 | 0 | 0 | 0 | 0 | 0 | 0 | 0 | 45 | 6.138 | 5.115 | 0.2 | 411.32 | 672.157 | 347.309 | 147.309 | 200 | 220.374 | 84250.159 | 1872.226 | 0 | 0 | 0 | 0 | 0 | 0 | 411.32 | 672.157 | 347.309 | 147.309 | 200 | 226.864 | 85199.318 | 1893.318
Alaska | Med | High | Diesel | 1 | 0 | 0 | 0 | 0 | 750541.466 | 1083.477 | 749457.989 | 0 | 0 | 758984.921 | 1083.477 | 757901.443 | 0 | 0 | 0 | 0 | 0 | 0 | 0 | 0 | 400 | 6.138 | 5.115 | 0.2 | 411.32 | 672.157 | 347.309 | 147.309 | 200 | 220.374 | 748890.306 | 1872.226 | 0 | 0 | 0 | 0 | 0 | 0 | 411.32 | 672.157 | 347.309 | 147.309 | 200 | 226.864 | 757327.27 | 1893.318
Alaska | Med | Low | Diesel | 1 | 0 | 0 | 0 | 0 | 25990.096 | 1083.477 | 24906.618 | 0 | 0 | 26270.787 | 1083.477 | 25187.309 | 0 | 0 | 0 | 0 | 0 | 0 | 0 | 0 | 13 | 6.138 | 5.115 | 0.2 | 411.32 | 672.157 | 347.309 | 147.309 | 200 | 220.374 | 24338.935 | 1872.226 | 0 | 0 | 0 | 0 | 0 | 0 | 411.32 | 672.157 | 347.309 | 147.309 | 200 | 226.864 | 24613.136 | 1893.318
Alaska | Med | Med | Diesel | 1 | 0 | 0 | 0 | 0 | 85901.32 | 1083.477 | 84817.843 | 0 | 0 | 86856.969 | 1083.477 | 85773.491 | 0 | 0 | 0 | 0 | 0 | 0 | 0 | 0 | 45 | 6.138 | 5.115 | 0.2 | 411.32 | 672.157 | 347.309 | 147.309 | 200 | 220.374 | 84250.159 | 1872.226 | 0 | 0 | 0 | 0 | 0 | 0 | 411.32 | 672.157 | 347.309 | 147.309 | 200 | 226.864 | 85199.318 | 1893.318
Arizona | High | High | Diesel | 1 | 0 | 0 | 0 | 0 | 441821.537 | 918.244 | 440903.294 | 0 | 0 | 445459.336 | 918.244 | 444541.092 | 0 | 0 | 0 | 0 | 0 | 0 | 0 | 0 | 400 | 3.672 | 3.06 | 0.2 | 246.087 | 672.157 | 288.133 | 88.133 | 200 | 126.031 | 440489.13 | 1101.223 | 0 | 0 | 0 | 0 | 0 | 0 | 246.087 | 672.157 | 288.133 | 88.133 | 200 | 128.827 | 444124.132 | 1110.31
Arizona | High | Low | Diesel | 1 | 0 | 0 | 0 | 0 | 15648.304 | 918.244 | 14730.06 | 0 | 0 | 15769.238 | 918.244 | 14850.994 | 0 | 0 | 0 | 0 | 0 | 0 | 0 | 0 | 13 | 3.672 | 3.06 | 0.2 | 246.087 | 672.157 | 288.133 | 88.133 | 200 | 126.031 | 14315.897 | 1101.223 | 0 | 0 | 0 | 0 | 0 | 0 | 246.087 | 672.157 | 288.133 | 88.133 | 200 | 128.827 | 14434.034 | 1110.31
Arizona | High | Med | Diesel | 1 | 0 | 0 | 0 | 0 | 50887.434 | 918.244 | 49969.191 | 0 | 0 | 51299.168 | 918.244 | 50380.924 | 0 | 0 | 0 | 0 | 0 | 0 | 0 | 0 | 45 | 3.672 | 3.06 | 0.2 | 246.087 | 672.157 | 288.133 | 88.133 | 200 | 126.031 | 49555.027 | 1101.223 | 0 | 0 | 0 | 0 | 0 | 0 | 246.087 | 672.157 | 288.133 | 88.133 | 200 | 128.827 | 49963.965 | 1110.31
Arizona | Low | High | Diesel | 1 | 0 | 0 | 0 | 0 | 441821.537 | 918.244 | 440903.294 | 0 | 0 | 445459.336 | 918.244 | 444541.092 | 0 | 0 | 0 | 0 | 0 | 0 | 0 | 0 | 400 | 3.672 | 3.06 | 0.2 | 246.087 | 672.157 | 288.133 | 88.133 | 200 | 126.031 | 440489.13 | 1101.223 | 0 | 0 | 0 | 0 | 0 | 0 | 246.087 | 672.157 | 288.133 | 88.133 | 200 | 128.827 | 444124.132 | 1110.31
Arizona | Low | Low | Diesel | 1 | 0 | 0 | 0 | 0 | 15648.304 | 918.244 | 14730.06 | 0 | 0 | 15769.238 | 918.244 | 14850.994 | 0 | 0 | 0 | 0 | 0 | 0 | 0 | 0 | 13 | 3.672 | 3.06 | 0.2 | 246.087 | 672.157 | 288.133 | 88.133 | 200 | 126.031 | 14315.897 | 1101.223 | 0 | 0 | 0 | 0 | 0 | 0 | 246.087 | 672.157 | 288.133 | 88.133 | 200 | 128.827 | 14434.034 | 1110.31
Arizona | Low | Med | Diesel | 1 | 0 | 0 | 0 | 0 | 50887.434 | 918.244 | 49969.191 | 0 | 0 | 51299.168 | 918.244 | 50380.924 | 0 | 0 | 0 | 0 | 0 | 0 | 0 | 0 | 45 | 3.672 | 3.06 | 0.2 | 246.087 | 672.157 | 288.133 | 88.133 | 200 | 126.031 | 49555.027 | 1101.223 | 0 | 0 | 0 | 0 | 0 | 0 | 246.087 | 672.157 | 288.133 | 88.133 | 200 | 128.827 | 49963.965 | 1110.31
Arizona | Med | High | Diesel | 1 | 0 | 0 | 0 | 0 | 441821.537 | 918.244 | 440903.294 | 0 | 0 | 445459.336 | 918.244 | 444541.092 | 0 | 0 | 0 | 0 | 0 | 0 | 0 | 0 | 400 | 3.672 | 3.06 | 0.2 | 246.087 | 672.157 | 288.133 | 88.133 | 200 | 126.031 | 440489.13 | 1101.223 | 0 | 0 | 0 | 0 | 0 | 0 | 246.087 | 672.157 | 288.133 | 88.133 | 200 | 128.827 | 444124.132 | 1110.31
Arizona | Med | Low | Diesel | 1 | 0 | 0 | 0 | 0 | 15648.304 | 918.244 | 14730.06 | 0 | 0 | 15769.238 | 918.244 | 14850.994 | 0 | 0 | 0 | 0 | 0 | 0 | 0 | 0 | 13 | 3.672 | 3.06 | 0.2 | 246.087 | 672.157 | 288.133 | 88.133 | 200 | 126.031 | 14315.897 | 1101.223 | 0 | 0 | 0 | 0 | 0 | 0 | 246.087 | 672.157 | 288.133 | 88.133 | 200 | 128.827 | 14434.034 | 1110.31
Arizona | Med | Med | Diesel | 1 | 0 | 0 | 0 | 0 | 50887.434 | 918.244 | 49969.191 | 0 | 0 | 51299.168 | 918.244 | 50380.924 | 0 | 0 | 0 | 0 | 0 | 0 | 0 | 0 | 45 | 3.672 | 3.06 | 0.2 | 246.087 | 672.157 | 288.133 | 88.133 | 200 | 126.031 | 49555.027 | 1101.223 | 0 | 0 | 0 | 0 | 0 | 0 | 246.087 | 672.157 | 288.133 | 88.133 | 200 | 128.827 | 49963.965 | 1110.31
California | High | High | Diesel | 1 | 0 | 0 | 0 | 0 | 309382.191 | 865.751 | 308516.44 | 0 | 0 | 312335.413 | 865.751 | 311469.662 | 0 | 0 | 0 | 0 | 0 | 0 | 0 | 0 | 400 | 2.889 | 2.407 | 0.2 | 193.594 | 672.157 | 269.333 | 69.333 | 200 | 69.646 | 308177.46 | 770.444 | 0 | 0 | 0 | 0 | 0 | 0 | 193.594 | 672.157 | 269.333 | 69.333 | 200 | 71.916 | 311128.412 | 777.821
California | High | Low | Diesel | 1 | 0 | 0 | 0 | 0 | 11220.498 | 865.751 | 10354.747 | 0 | 0 | 11318.674 | 865.751 | 10452.923 | 0 | 0 | 0 | 0 | 0 | 0 | 0 | 0 | 13 | 2.889 | 2.407 | 0.2 | 193.594 | 672.157 | 269.333 | 69.333 | 200 | 69.646 | 10015.767 | 770.444 | 0 | 0 | 0 | 0 | 0 | 0 | 193.594 | 672.157 | 269.333 | 69.333 | 200 | 71.916 | 10111.673 | 777.821
California | High | Med | Diesel | 1 | 0 | 0 | 0 | 0 | 35874.695 | 865.751 | 35008.944 | 0 | 0 | 36208.947 | 865.751 | 35343.196 | 0 | 0 | 0 | 0 | 0 | 0 | 0 | 0 | 45 | 2.889 | 2.407 | 0.2 | 193.594 | 672.157 | 269.333 | 69.333 | 200 | 69.646 | 34669.964 | 770.444 | 0 | 0 | 0 | 0 | 0 | 0 | 193.594 | 672.157 | 269.333 | 69.333 | 200 | 71.916 | 35001.946 | 777.821
California | Low | High | Diesel | 1 | 0 | 0 | 0 | 0 | 309382.191 | 865.751 | 308516.44 | 0 | 0 | 312335.413 | 865.751 | 311469.662 | 0 | 0 | 0 | 0 | 0 | 0 | 0 | 0 | 400 | 2.889 | 2.407 | 0.2 | 193.594 | 672.157 | 269.333 | 69.333 | 200 | 69.646 | 308177.46 | 770.444 | 0 | 0 | 0 | 0 | 0 | 0 | 193.594 | 672.157 | 269.333 | 69.333 | 200 | 71.916 | 311128.412 | 777.821
California | Low | Low | Diesel | 1 | 0 | 0 | 0 | 0 | 11220.498 | 865.751 | 10354.747 | 0 | 0 | 11318.674 | 865.751 | 10452.923 | 0 | 0 | 0 | 0 | 0 | 0 | 0 | 0 | 13 | 2.889 | 2.407 | 0.2 | 193.594 | 672.157 | 269.333 | 69.333 | 200 | 69.646 | 10015.767 | 770.444 | 0 | 0 | 0 | 0 | 0 | 0 | 193.594 | 672.157 | 269.333 | 69.333 | 200 | 71.916 | 10111.673 | 777.821
California | Low | Med | Diesel | 1 | 0 | 0 | 0 | 0 | 35874.695 | 865.751 | 35008.944 | 0 | 0 | 36208.947 | 865.751 | 35343.196 | 0 | 0 | 0 | 0 | 0 | 0 | 0 | 0 | 45 | 2.889 | 2.407 | 0.2 | 193.594 | 672.157 | 269.333 | 69.333 | 200 | 69.646 | 34669.964 | 770.444 | 0 | 0 | 0 | 0 | 0 | 0 | 193.594 | 672.157 | 269.333 | 69.333 | 200 | 71.916 | 35001.946 | 777.821
California | Med | High | Diesel | 1 | 0 | 0 | 0 | 0 | 309382.191 | 865.751 | 308516.44 | 0 | 0 | 312335.413 | 865.751 | 311469.662 | 0 | 0 | 0 | 0 | 0 | 0 | 0 | 0 | 400 | 2.889 | 2.407 | 0.2 | 193.594 | 672.157 | 269.333 | 69.333 | 200 | 69.646 | 308177.46 | 770.444 | 0 | 0 | 0 | 0 | 0 | 0 | 193.594 | 672.157 | 269.333 | 69.333 | 200 | 71.916 | 311128.412 | 777.821
California | Med | Low | Diesel | 1 | 0 | 0 | 0 | 0 | 11220.498 | 865.751 | 10354.747 | 0 | 0 | 11318.674 | 865.751 | 10452.923 | 0 | 0 | 0 | 0 | 0 | 0 | 0 | 0 | 13 | 2.889 | 2.407 | 0.2 | 193.594 | 672.157 | 269.333 | 69.333 | 200 | 69.646 | 10015.767 | 770.444 | 0 | 0 | 0 | 0 | 0 | 0 | 193.594 | 672.157 | 269.333 | 69.333 | 200 | 71.916 | 10111.673 | 777.821
California | Med | Med | Diesel | 1 | 0 | 0 | 0 | 0 | 35874.695 | 865.751 | 35008.944 | 0 | 0 | 36208.947 | 865.751 | 35343.196 | 0 | 0 | 0 | 0 | 0 | 0 | 0 | 0 | 45 | 2.889 | 2.407 | 0.2 | 193.594 | 672.157 | 269.333 | 69.333 | 200 | 69.646 | 34669.964 | 770.444 | 0 | 0 | 0 | 0 | 0 | 0 | 193.594 | 672.157 | 269.333 | 69.333 | 200 | 71.916 | 35001.946 | 777.821
Florida | High | High | Diesel | 1 | 0 | 0 | 0 | 0 | 439193.882 | 939.554 | 438254.328 | 0 | 0 | 430902.903 | 939.554 | 429963.348 | 0 | 0 | 0 | 0 | 0 | 0 | 0 | 0 | 400 | 3.99 | 3.325 | 0.2 | 267.397 | 672.157 | 295.765 | 95.765 | 200 | 105.574 | 437852.989 | 1094.633 | 0 | 0 | 0 | 0 | 0 | 0 | 267.397 | 672.157 | 295.765 | 95.765 | 200 | 99.201 | 429568.382 | 1073.921
Florida | High | Low | Diesel | 1 | 0 | 0 | 0 | 0 | 15571.116 | 939.554 | 14631.561 | 0 | 0 | 15295.493 | 939.554 | 14355.939 | 0 | 0 | 0 | 0 | 0 | 0 | 0 | 0 | 13 | 3.99 | 3.325 | 0.2 | 267.397 | 672.157 | 295.765 | 95.765 | 200 | 105.574 | 14230.222 | 1094.633 | 0 | 0 | 0 | 0 | 0 | 0 | 267.397 | 672.157 | 295.765 | 95.765 | 200 | 99.201 | 13960.972 | 1073.921
Florida | High | Med | Diesel | 1 | 0 | 0 | 0 | 0 | 50599.355 | 939.554 | 49659.8 | 0 | 0 | 49660.964 | 939.554 | 48721.409 | 0 | 0 | 0 | 0 | 0 | 0 | 0 | 0 | 45 | 3.99 | 3.325 | 0.2 | 267.397 | 672.157 | 295.765 | 95.765 | 200 | 105.574 | 49258.461 | 1094.633 | 0 | 0 | 0 | 0 | 0 | 0 | 267.397 | 672.157 | 295.765 | 95.765 | 200 | 99.201 | 48326.443 | 1073.921
Florida | Low | High | Diesel | 1 | 0 | 0 | 0 | 0 | 439193.882 | 939.554 | 438254.328 | 0 | 0 | 430902.903 | 939.554 | 429963.348 | 0 | 0 | 0 | 0 | 0 | 0 | 0 | 0 | 400 | 3.99 | 3.325 | 0.2 | 267.397 | 672.157 | 295.765 | 95.765 | 200 | 105.574 | 437852.989 | 1094.633 | 0 | 0 | 0 | 0 | 0 | 0 | 267.397 | 672.157 | 295.765 | 95.765 | 200 | 99.201 | 429568.382 | 1073.921
Florida | Low | Low | Diesel | 1 | 0 | 0 | 0 | 0 | 15571.116 | 939.554 | 14631.561 | 0 | 0 | 15295.493 | 939.554 | 14355.939 | 0 | 0 | 0 | 0 | 0 | 0 | 0 | 0 | 13 | 3.99 | 3.325 | 0.2 | 267.397 | 672.157 | 295.765 | 95.765 | 200 | 105.574 | 14230.222 | 1094.633 | 0 | 0 | 0 | 0 | 0 | 0 | 267.397 | 672.157 | 295.765 | 95.765 | 200 | 99.201 | 13960.972 | 1073.921
Florida | Low | Med | Diesel | 1 | 0 | 0 | 0 | 0 | 50599.355 | 939.554 | 49659.8 | 0 | 0 | 49660.964 | 939.554 | 48721.409 | 0 | 0 | 0 | 0 | 0 | 0 | 0 | 0 | 45 | 3.99 | 3.325 | 0.2 | 267.397 | 672.157 | 295.765 | 95.765 | 200 | 105.574 | 49258.461 | 1094.633 | 0 | 0 | 0 | 0 | 0 | 0 | 267.397 | 672.157 | 295.765 | 95.765 | 200 | 99.201 | 48326.443 | 1073.921
Florida | Med | High | Diesel | 1 | 0 | 0 | 0 | 0 | 439193.882 | 939.554 | 438254.328 | 0 | 0 | 430902.903 | 939.554 | 429963.348 | 0 | 0 | 0 | 0 | 0 | 0 | 0 | 0 | 400 | 3.99 | 3.325 | 0.2 | 267.397 | 672.157 | 295.765 | 95.765 | 200 | 105.574 | 437852.989 | 1094.633 | 0 | 0 | 0 | 0 | 0 | 0 | 267.397 | 672.157 | 295.765 | 95.765 | 200 | 99.201 | 429568.382 | 1073.921
Florida | Med | Low | Diesel | 1 | 0 | 0 | 0 | 0 | 15571.116 | 939.554 | 14631.561 | 0 | 0 | 15295.493 | 939.554 | 14355.939 | 0 | 0 | 0 | 0 | 0 | 0 | 0 | 0 | 13 | 3.99 | 3.325 | 0.2 | 267.397 | 672.157 | 295.765 | 95.765 | 200 | 105.574 | 14230.222 | 1094.633 | 0 | 0 | 0 | 0 | 0 | 0 | 267.397 | 672.157 | 295.765 | 95.765 | 200 | 99.201 | 13960.972 | 1073.921
Florida | Med | Med | Diesel | 1 | 0 | 0 | 0 | 0 | 50599.355 | 939.554 | 49659.8 | 0 | 0 | 49660.964 | 939.554 | 48721.409 | 0 | 0 | 0 | 0 | 0 | 0 | 0 | 0 | 45 | 3.99 | 3.325 | 0.2 | 267.397 | 672.157 | 295.765 | 95.765 | 200 | 105.574 | 49258.461 | 1094.633 | 0 | 0 | 0 | 0 | 0 | 0 | 267.397 | 672.157 | 295.765 | 95.765 | 200 | 99.201 | 48326.443 | 1073.921
Minnesota | High | High | Diesel | 1 | 0 | 0 | 0 | 0 | 638346.411 | 1030.267 | 637316.144 | 0 | 0 | 629792.75 | 1030.267 | 628762.483 | 0 | 0 | 0 | 0 | 0 | 0 | 0 | 0 | 400 | 5.344 | 4.453 | 0.2 | 358.11 | 672.157 | 328.253 | 128.253 | 200 | 180.171 | 636807.72 | 1592.019 | 0 | 0 | 0 | 0 | 0 | 0 | 358.11 | 672.157 | 328.253 | 128.253 | 200 | 173.596 | 628260.634 | 1570.652
Minnesota | High | Low | Diesel | 1 | 0 | 0 | 0 | 0 | 22234.942 | 1030.267 | 21204.675 | 0 | 0 | 21950.587 | 1030.267 | 20920.32 | 0 | 0 | 0 | 0 | 0 | 0 | 0 | 0 | 13 | 5.344 | 4.453 | 0.2 | 358.11 | 672.157 | 328.253 | 128.253 | 200 | 180.171 | 20696.251 | 1592.019 | 0 | 0 | 0 | 0 | 0 | 0 | 358.11 | 672.157 | 328.253 | 128.253 | 200 | 173.596 | 20418.471 | 1570.652
Minnesota | High | Med | Diesel | 1 | 0 | 0 | 0 | 0 | 73179.559 | 1030.267 | 72149.292 | 0 | 0 | 72211.437 | 1030.267 | 71181.17 | 0 | 0 | 0 | 0 | 0 | 0 | 0 | 0 | 45 | 5.344 | 4.453 | 0.2 | 358.11 | 672.157 | 328.253 | 128.253 | 200 | 180.171 | 71640.869 | 1592.019 | 0 | 0 | 0 | 0 | 0 | 0 | 358.11 | 672.157 | 328.253 | 128.253 | 200 | 173.596 | 70679.321 | 1570.652
Minnesota | Low | High | Diesel | 1 | 0 | 0 | 0 | 0 | 638346.411 | 1030.267 | 637316.144 | 0 | 0 | 629792.75 | 1030.267 | 628762.483 | 0 | 0 | 0 | 0 | 0 | 0 | 0 | 0 | 400 | 5.344 | 4.453 | 0.2 | 358.11 | 672.157 | 328.253 | 128.253 | 200 | 180.171 | 636807.72 | 1592.019 | 0 | 0 | 0 | 0 | 0 | 0 | 358.11 | 672.157 | 328.253 | 128.253 | 200 | 173.596 | 628260.634 | 1570.652
Minnesota | Low | Low | Diesel | 1 | 0 | 0 | 0 | 0 | 22234.942 | 1030.267 | 21204.675 | 0 | 0 | 21950.587 | 1030.267 | 20920.32 | 0 | 0 | 0 | 0 | 0 | 0 | 0 | 0 | 13 | 5.344 | 4.453 | 0.2 | 358.11 | 672.157 | 328.253 | 128.253 | 200 | 180.171 | 20696.251 | 1592.019 | 0 | 0 | 0 | 0 | 0 | 0 | 358.11 | 672.157 | 328.253 | 128.253 | 200 | 173.596 | 20418.471 | 1570.652
Minnesota | Low | Med | Diesel | 1 | 0 | 0 | 0 | 0 | 73179.559 | 1030.267 | 72149.292 | 0 | 0 | 72211.437 | 1030.267 | 71181.17 | 0 | 0 | 0 | 0 | 0 | 0 | 0 | 0 | 45 | 5.344 | 4.453 | 0.2 | 358.11 | 672.157 | 328.253 | 128.253 | 200 | 180.171 | 71640.869 | 1592.019 | 0 | 0 | 0 | 0 | 0 | 0 | 358.11 | 672.157 | 328.253 | 128.253 | 200 | 173.596 | 70679.321 | 1570.652
Minnesota | Med | High | Diesel | 1 | 0 | 0 | 0 | 0 | 638346.411 | 1030.267 | 637316.144 | 0 | 0 | 629792.75 | 1030.267 | 628762.483 | 0 | 0 | 0 | 0 | 0 | 0 | 0 | 0 | 400 | 5.344 | 4.453 | 0.2 | 358.11 | 672.157 | 328.253 | 128.253 | 200 | 180.171 | 636807.72 | 1592.019 | 0 | 0 | 0 | 0 | 0 | 0 | 358.11 | 672.157 | 328.253 | 128.253 | 200 | 173.596 | 628260.634 | 1570.652
Minnesota | Med | Low | Diesel | 1 | 0 | 0 | 0 | 0 | 22234.942 | 1030.267 | 21204.675 | 0 | 0 | 21950.587 | 1030.267 | 20920.32 | 0 | 0 | 0 | 0 | 0 | 0 | 0 | 0 | 13 | 5.344 | 4.453 | 0.2 | 358.11 | 672.157 | 328.253 | 128.253 | 200 | 180.171 | 20696.251 | 1592.019 | 0 | 0 | 0 | 0 | 0 | 0 | 358.11 | 672.157 | 328.253 | 128.253 | 200 | 173.596 | 20418.471 | 1570.652
Minnesota | Med | Med | Diesel | 1 | 0 | 0 | 0 | 0 | 73179.559 | 1030.267 | 72149.292 | 0 | 0 | 72211.437 | 1030.267 | 71181.17 | 0 | 0 | 0 | 0 | 0 | 0 | 0 | 0 | 45 | 5.344 | 4.453 | 0.2 | 358.11 | 672.157 | 328.253 | 128.253 | 200 | 180.171 | 71640.869 | 1592.019 | 0 | 0 | 0 | 0 | 0 | 0 | 358.11 | 672.157 | 328.253 | 128.253 | 200 | 173.596 | 70679.321 | 1570.652

## Fold_2
Location | VoLL Level | Fuel Price Level | Method | Fold | PV_Size | Battery_Size | PCM_Heating_Size | PCM_Cooling_Size | Training Total Cost | Training Capital Cost | Training Operation Cost | Training HVAC Cost | Training Critical Load Cost | Testing Total Cost | Testing Capital Cost | Testing Operation Cost | Testing HVAC Cost | Testing Critical Load Cost | Testing HVAC LoL Hours | Testing Critical LoL Hours | Testing HVAC LoL Events | Testing Critical LoL Events | Testing HVAC Max LoL Event Hours | Testing Critical Max LoL Event Hours | Diesel Price ($/gal) | Generator_Size | Peak_Electric_Demand | Reserve_Margin | Training Generator Capital Cost | Training Heat Pump Capital Cost | Training Fixed OM Cost | Training Generator Fixed OM Cost | Training Heat Pump Fixed OM Cost | Training Variable OM Cost | Training Fuel Cost | Training Fuel Gallons | Training HVAC LoL Hours | Training Critical LoL Hours | Training HVAC LoL Events | Training Critical LoL Events | Training HVAC Max LoL Event Hours | Training Critical Max LoL Event Hours | Testing Generator Capital Cost | Testing Heat Pump Capital Cost | Testing Fixed OM Cost | Testing Generator Fixed OM Cost | Testing Heat Pump Fixed OM Cost | Testing Variable OM Cost | Testing Fuel Cost | Testing Fuel Gallons
Alaska | High | High | Diesel | 2 | 0 | 0 | 0 | 0 | 751701.644 | 1083.477 | 750618.167 | 0 | 0 | 754344.209 | 1083.477 | 753260.731 | 0 | 0 | 0 | 0 | 0 | 0 | 0 | 0 | 400 | 6.138 | 5.115 | 0.2 | 411.32 | 672.157 | 347.309 | 147.309 | 200 | 221.266 | 750049.592 | 1875.124 | 0 | 0 | 0 | 0 | 0 | 0 | 411.32 | 672.157 | 347.309 | 147.309 | 200 | 223.297 | 752690.125 | 1881.725
Alaska | High | Low | Diesel | 2 | 0 | 0 | 0 | 0 | 26028.664 | 1083.477 | 24945.187 | 0 | 0 | 26116.513 | 1083.477 | 25033.035 | 0 | 0 | 0 | 0 | 0 | 0 | 0 | 0 | 13 | 6.138 | 5.115 | 0.2 | 411.32 | 672.157 | 347.309 | 147.309 | 200 | 221.266 | 24376.612 | 1875.124 | 0 | 0 | 0 | 0 | 0 | 0 | 411.32 | 672.157 | 347.309 | 147.309 | 200 | 223.297 | 24462.429 | 1881.725
Alaska | High | Med | Diesel | 2 | 0 | 0 | 0 | 0 | 86032.632 | 1083.477 | 84949.154 | 0 | 0 | 86331.723 | 1083.477 | 85248.245 | 0 | 0 | 0 | 0 | 0 | 0 | 0 | 0 | 45 | 6.138 | 5.115 | 0.2 | 411.32 | 672.157 | 347.309 | 147.309 | 200 | 221.266 | 84380.579 | 1875.124 | 0 | 0 | 0 | 0 | 0 | 0 | 411.32 | 672.157 | 347.309 | 147.309 | 200 | 223.297 | 84677.639 | 1881.725
Alaska | Low | High | Diesel | 2 | 0 | 0 | 0 | 0 | 751701.644 | 1083.477 | 750618.167 | 0 | 0 | 754344.209 | 1083.477 | 753260.731 | 0 | 0 | 0 | 0 | 0 | 0 | 0 | 0 | 400 | 6.138 | 5.115 | 0.2 | 411.32 | 672.157 | 347.309 | 147.309 | 200 | 221.266 | 750049.592 | 1875.124 | 0 | 0 | 0 | 0 | 0 | 0 | 411.32 | 672.157 | 347.309 | 147.309 | 200 | 223.297 | 752690.125 | 1881.725
Alaska | Low | Low | Diesel | 2 | 0 | 0 | 0 | 0 | 26028.664 | 1083.477 | 24945.187 | 0 | 0 | 26116.513 | 1083.477 | 25033.035 | 0 | 0 | 0 | 0 | 0 | 0 | 0 | 0 | 13 | 6.138 | 5.115 | 0.2 | 411.32 | 672.157 | 347.309 | 147.309 | 200 | 221.266 | 24376.612 | 1875.124 | 0 | 0 | 0 | 0 | 0 | 0 | 411.32 | 672.157 | 347.309 | 147.309 | 200 | 223.297 | 24462.429 | 1881.725
Alaska | Low | Med | Diesel | 2 | 0 | 0 | 0 | 0 | 86032.632 | 1083.477 | 84949.154 | 0 | 0 | 86331.723 | 1083.477 | 85248.245 | 0 | 0 | 0 | 0 | 0 | 0 | 0 | 0 | 45 | 6.138 | 5.115 | 0.2 | 411.32 | 672.157 | 347.309 | 147.309 | 200 | 221.266 | 84380.579 | 1875.124 | 0 | 0 | 0 | 0 | 0 | 0 | 411.32 | 672.157 | 347.309 | 147.309 | 200 | 223.297 | 84677.639 | 1881.725
Alaska | Med | High | Diesel | 2 | 0 | 0 | 0 | 0 | 751701.644 | 1083.477 | 750618.167 | 0 | 0 | 754344.209 | 1083.477 | 753260.731 | 0 | 0 | 0 | 0 | 0 | 0 | 0 | 0 | 400 | 6.138 | 5.115 | 0.2 | 411.32 | 672.157 | 347.309 | 147.309 | 200 | 221.266 | 750049.592 | 1875.124 | 0 | 0 | 0 | 0 | 0 | 0 | 411.32 | 672.157 | 347.309 | 147.309 | 200 | 223.297 | 752690.125 | 1881.725
Alaska | Med | Low | Diesel | 2 | 0 | 0 | 0 | 0 | 26028.664 | 1083.477 | 24945.187 | 0 | 0 | 26116.513 | 1083.477 | 25033.035 | 0 | 0 | 0 | 0 | 0 | 0 | 0 | 0 | 13 | 6.138 | 5.115 | 0.2 | 411.32 | 672.157 | 347.309 | 147.309 | 200 | 221.266 | 24376.612 | 1875.124 | 0 | 0 | 0 | 0 | 0 | 0 | 411.32 | 672.157 | 347.309 | 147.309 | 200 | 223.297 | 24462.429 | 1881.725
Alaska | Med | Med | Diesel | 2 | 0 | 0 | 0 | 0 | 86032.632 | 1083.477 | 84949.154 | 0 | 0 | 86331.723 | 1083.477 | 85248.245 | 0 | 0 | 0 | 0 | 0 | 0 | 0 | 0 | 45 | 6.138 | 5.115 | 0.2 | 411.32 | 672.157 | 347.309 | 147.309 | 200 | 221.266 | 84380.579 | 1875.124 | 0 | 0 | 0 | 0 | 0 | 0 | 411.32 | 672.157 | 347.309 | 147.309 | 200 | 223.297 | 84677.639 | 1881.725
Arizona | High | High | Diesel | 2 | 0 | 0 | 0 | 0 | 442534.476 | 918.244 | 441616.232 | 0 | 0 | 442607.582 | 918.244 | 441689.339 | 0 | 0 | 0 | 0 | 0 | 0 | 0 | 0 | 400 | 3.672 | 3.06 | 0.2 | 246.087 | 672.157 | 288.133 | 88.133 | 200 | 126.579 | 441201.521 | 1103.004 | 0 | 0 | 0 | 0 | 0 | 0 | 246.087 | 672.157 | 288.133 | 88.133 | 200 | 126.635 | 441274.571 | 1103.186
Arizona | High | Low | Diesel | 2 | 0 | 0 | 0 | 0 | 15672.005 | 918.244 | 14753.761 | 0 | 0 | 15674.435 | 918.244 | 14756.191 | 0 | 0 | 0 | 0 | 0 | 0 | 0 | 0 | 13 | 3.672 | 3.06 | 0.2 | 246.087 | 672.157 | 288.133 | 88.133 | 200 | 126.579 | 14339.049 | 1103.004 | 0 | 0 | 0 | 0 | 0 | 0 | 246.087 | 672.157 | 288.133 | 88.133 | 200 | 126.635 | 14341.424 | 1103.186
Arizona | High | Med | Diesel | 2 | 0 | 0 | 0 | 0 | 50968.126 | 918.244 | 50049.883 | 0 | 0 | 50976.4 | 918.244 | 50058.157 | 0 | 0 | 0 | 0 | 0 | 0 | 0 | 0 | 45 | 3.672 | 3.06 | 0.2 | 246.087 | 672.157 | 288.133 | 88.133 | 200 | 126.579 | 49635.171 | 1103.004 | 0 | 0 | 0 | 0 | 0 | 0 | 246.087 | 672.157 | 288.133 | 88.133 | 200 | 126.635 | 49643.389 | 1103.186
Arizona | Low | High | Diesel | 2 | 0 | 0 | 0 | 0 | 442534.476 | 918.244 | 441616.232 | 0 | 0 | 442607.582 | 918.244 | 441689.339 | 0 | 0 | 0 | 0 | 0 | 0 | 0 | 0 | 400 | 3.672 | 3.06 | 0.2 | 246.087 | 672.157 | 288.133 | 88.133 | 200 | 126.579 | 441201.521 | 1103.004 | 0 | 0 | 0 | 0 | 0 | 0 | 246.087 | 672.157 | 288.133 | 88.133 | 200 | 126.635 | 441274.571 | 1103.186
Arizona | Low | Low | Diesel | 2 | 0 | 0 | 0 | 0 | 15672.005 | 918.244 | 14753.761 | 0 | 0 | 15674.435 | 918.244 | 14756.191 | 0 | 0 | 0 | 0 | 0 | 0 | 0 | 0 | 13 | 3.672 | 3.06 | 0.2 | 246.087 | 672.157 | 288.133 | 88.133 | 200 | 126.579 | 14339.049 | 1103.004 | 0 | 0 | 0 | 0 | 0 | 0 | 246.087 | 672.157 | 288.133 | 88.133 | 200 | 126.635 | 14341.424 | 1103.186
Arizona | Low | Med | Diesel | 2 | 0 | 0 | 0 | 0 | 50968.126 | 918.244 | 50049.883 | 0 | 0 | 50976.4 | 918.244 | 50058.157 | 0 | 0 | 0 | 0 | 0 | 0 | 0 | 0 | 45 | 3.672 | 3.06 | 0.2 | 246.087 | 672.157 | 288.133 | 88.133 | 200 | 126.579 | 49635.171 | 1103.004 | 0 | 0 | 0 | 0 | 0 | 0 | 246.087 | 672.157 | 288.133 | 88.133 | 200 | 126.635 | 49643.389 | 1103.186
Arizona | Med | High | Diesel | 2 | 0 | 0 | 0 | 0 | 442534.476 | 918.244 | 441616.232 | 0 | 0 | 442607.582 | 918.244 | 441689.339 | 0 | 0 | 0 | 0 | 0 | 0 | 0 | 0 | 400 | 3.672 | 3.06 | 0.2 | 246.087 | 672.157 | 288.133 | 88.133 | 200 | 126.579 | 441201.521 | 1103.004 | 0 | 0 | 0 | 0 | 0 | 0 | 246.087 | 672.157 | 288.133 | 88.133 | 200 | 126.635 | 441274.571 | 1103.186
Arizona | Med | Low | Diesel | 2 | 0 | 0 | 0 | 0 | 15672.005 | 918.244 | 14753.761 | 0 | 0 | 15674.435 | 918.244 | 14756.191 | 0 | 0 | 0 | 0 | 0 | 0 | 0 | 0 | 13 | 3.672 | 3.06 | 0.2 | 246.087 | 672.157 | 288.133 | 88.133 | 200 | 126.579 | 14339.049 | 1103.004 | 0 | 0 | 0 | 0 | 0 | 0 | 246.087 | 672.157 | 288.133 | 88.133 | 200 | 126.635 | 14341.424 | 1103.186
Arizona | Med | Med | Diesel | 2 | 0 | 0 | 0 | 0 | 50968.126 | 918.244 | 50049.883 | 0 | 0 | 50976.4 | 918.244 | 50058.157 | 0 | 0 | 0 | 0 | 0 | 0 | 0 | 0 | 45 | 3.672 | 3.06 | 0.2 | 246.087 | 672.157 | 288.133 | 88.133 | 200 | 126.579 | 49635.171 | 1103.004 | 0 | 0 | 0 | 0 | 0 | 0 | 246.087 | 672.157 | 288.133 | 88.133 | 200 | 126.635 | 49643.389 | 1103.186
California | High | High | Diesel | 2 | 0 | 0 | 0 | 0 | 309993.934 | 865.751 | 309128.183 | 0 | 0 | 309888.438 | 865.751 | 309022.687 | 0 | 0 | 0 | 0 | 0 | 0 | 0 | 0 | 400 | 2.889 | 2.407 | 0.2 | 193.594 | 672.157 | 269.333 | 69.333 | 200 | 70.117 | 308788.734 | 771.972 | 0 | 0 | 0 | 0 | 0 | 0 | 193.594 | 672.157 | 269.333 | 69.333 | 200 | 70.035 | 308683.318 | 771.708
California | High | Low | Diesel | 2 | 0 | 0 | 0 | 0 | 11240.835 | 865.751 | 10375.084 | 0 | 0 | 11237.327 | 865.751 | 10371.577 | 0 | 0 | 0 | 0 | 0 | 0 | 0 | 0 | 13 | 2.889 | 2.407 | 0.2 | 193.594 | 672.157 | 269.333 | 69.333 | 200 | 70.117 | 10035.634 | 771.972 | 0 | 0 | 0 | 0 | 0 | 0 | 193.594 | 672.157 | 269.333 | 69.333 | 200 | 70.035 | 10032.208 | 771.708
California | High | Med | Diesel | 2 | 0 | 0 | 0 | 0 | 35943.933 | 865.751 | 35078.182 | 0 | 0 | 35931.993 | 865.751 | 35066.242 | 0 | 0 | 0 | 0 | 0 | 0 | 0 | 0 | 45 | 2.889 | 2.407 | 0.2 | 193.594 | 672.157 | 269.333 | 69.333 | 200 | 70.117 | 34738.733 | 771.972 | 0 | 0 | 0 | 0 | 0 | 0 | 193.594 | 672.157 | 269.333 | 69.333 | 200 | 70.035 | 34726.873 | 771.708
California | Low | High | Diesel | 2 | 0 | 0 | 0 | 0 | 309993.934 | 865.751 | 309128.183 | 0 | 0 | 309888.438 | 865.751 | 309022.687 | 0 | 0 | 0 | 0 | 0 | 0 | 0 | 0 | 400 | 2.889 | 2.407 | 0.2 | 193.594 | 672.157 | 269.333 | 69.333 | 200 | 70.117 | 308788.734 | 771.972 | 0 | 0 | 0 | 0 | 0 | 0 | 193.594 | 672.157 | 269.333 | 69.333 | 200 | 70.035 | 308683.318 | 771.708
California | Low | Low | Diesel | 2 | 0 | 0 | 0 | 0 | 11240.835 | 865.751 | 10375.084 | 0 | 0 | 11237.327 | 865.751 | 10371.577 | 0 | 0 | 0 | 0 | 0 | 0 | 0 | 0 | 13 | 2.889 | 2.407 | 0.2 | 193.594 | 672.157 | 269.333 | 69.333 | 200 | 70.117 | 10035.634 | 771.972 | 0 | 0 | 0 | 0 | 0 | 0 | 193.594 | 672.157 | 269.333 | 69.333 | 200 | 70.035 | 10032.208 | 771.708
California | Low | Med | Diesel | 2 | 0 | 0 | 0 | 0 | 35943.933 | 865.751 | 35078.182 | 0 | 0 | 35931.993 | 865.751 | 35066.242 | 0 | 0 | 0 | 0 | 0 | 0 | 0 | 0 | 45 | 2.889 | 2.407 | 0.2 | 193.594 | 672.157 | 269.333 | 69.333 | 200 | 70.117 | 34738.733 | 771.972 | 0 | 0 | 0 | 0 | 0 | 0 | 193.594 | 672.157 | 269.333 | 69.333 | 200 | 70.035 | 34726.873 | 771.708
California | Med | High | Diesel | 2 | 0 | 0 | 0 | 0 | 309993.934 | 865.751 | 309128.183 | 0 | 0 | 309888.438 | 865.751 | 309022.687 | 0 | 0 | 0 | 0 | 0 | 0 | 0 | 0 | 400 | 2.889 | 2.407 | 0.2 | 193.594 | 672.157 | 269.333 | 69.333 | 200 | 70.117 | 308788.734 | 771.972 | 0 | 0 | 0 | 0 | 0 | 0 | 193.594 | 672.157 | 269.333 | 69.333 | 200 | 70.035 | 308683.318 | 771.708
California | Med | Low | Diesel | 2 | 0 | 0 | 0 | 0 | 11240.835 | 865.751 | 10375.084 | 0 | 0 | 11237.327 | 865.751 | 10371.577 | 0 | 0 | 0 | 0 | 0 | 0 | 0 | 0 | 13 | 2.889 | 2.407 | 0.2 | 193.594 | 672.157 | 269.333 | 69.333 | 200 | 70.117 | 10035.634 | 771.972 | 0 | 0 | 0 | 0 | 0 | 0 | 193.594 | 672.157 | 269.333 | 69.333 | 200 | 70.035 | 10032.208 | 771.708
California | Med | Med | Diesel | 2 | 0 | 0 | 0 | 0 | 35943.933 | 865.751 | 35078.182 | 0 | 0 | 35931.993 | 865.751 | 35066.242 | 0 | 0 | 0 | 0 | 0 | 0 | 0 | 0 | 45 | 2.889 | 2.407 | 0.2 | 193.594 | 672.157 | 269.333 | 69.333 | 200 | 70.117 | 34738.733 | 771.972 | 0 | 0 | 0 | 0 | 0 | 0 | 193.594 | 672.157 | 269.333 | 69.333 | 200 | 70.035 | 34726.873 | 771.708
Florida | High | High | Diesel | 2 | 0 | 0 | 0 | 0 | 439857.464 | 939.554 | 438917.909 | 0 | 0 | 428248.578 | 939.554 | 427309.023 | 0 | 0 | 0 | 0 | 0 | 0 | 0 | 0 | 400 | 3.99 | 3.325 | 0.2 | 267.397 | 672.157 | 295.765 | 95.765 | 200 | 106.084 | 438516.06 | 1096.29 | 0 | 0 | 0 | 0 | 0 | 0 | 267.397 | 672.157 | 295.765 | 95.765 | 200 | 97.161 | 426916.097 | 1067.29
Florida | High | Low | Diesel | 2 | 0 | 0 | 0 | 0 | 15593.176 | 939.554 | 14653.621 | 0 | 0 | 15207.254 | 939.554 | 14267.699 | 0 | 0 | 0 | 0 | 0 | 0 | 0 | 0 | 13 | 3.99 | 3.325 | 0.2 | 267.397 | 672.157 | 295.765 | 95.765 | 200 | 106.084 | 14251.772 | 1096.29 | 0 | 0 | 0 | 0 | 0 | 0 | 267.397 | 672.157 | 295.765 | 95.765 | 200 | 97.161 | 13874.773 | 1067.29
Florida | High | Med | Diesel | 2 | 0 | 0 | 0 | 0 | 50674.46 | 939.554 | 49734.906 | 0 | 0 | 49360.541 | 939.554 | 48420.987 | 0 | 0 | 0 | 0 | 0 | 0 | 0 | 0 | 45 | 3.99 | 3.325 | 0.2 | 267.397 | 672.157 | 295.765 | 95.765 | 200 | 106.084 | 49333.057 | 1096.29 | 0 | 0 | 0 | 0 | 0 | 0 | 267.397 | 672.157 | 295.765 | 95.765 | 200 | 97.161 | 48028.061 | 1067.29
Florida | Low | High | Diesel | 2 | 0 | 0 | 0 | 0 | 439857.464 | 939.554 | 438917.909 | 0 | 0 | 428248.578 | 939.554 | 427309.023 | 0 | 0 | 0 | 0 | 0 | 0 | 0 | 0 | 400 | 3.99 | 3.325 | 0.2 | 267.397 | 672.157 | 295.765 | 95.765 | 200 | 106.084 | 438516.06 | 1096.29 | 0 | 0 | 0 | 0 | 0 | 0 | 267.397 | 672.157 | 295.765 | 95.765 | 200 | 97.161 | 426916.097 | 1067.29
Florida | Low | Low | Diesel | 2 | 0 | 0 | 0 | 0 | 15593.176 | 939.554 | 14653.621 | 0 | 0 | 15207.254 | 939.554 | 14267.699 | 0 | 0 | 0 | 0 | 0 | 0 | 0 | 0 | 13 | 3.99 | 3.325 | 0.2 | 267.397 | 672.157 | 295.765 | 95.765 | 200 | 106.084 | 14251.772 | 1096.29 | 0 | 0 | 0 | 0 | 0 | 0 | 267.397 | 672.157 | 295.765 | 95.765 | 200 | 97.161 | 13874.773 | 1067.29
Florida | Low | Med | Diesel | 2 | 0 | 0 | 0 | 0 | 50674.46 | 939.554 | 49734.906 | 0 | 0 | 49360.541 | 939.554 | 48420.987 | 0 | 0 | 0 | 0 | 0 | 0 | 0 | 0 | 45 | 3.99 | 3.325 | 0.2 | 267.397 | 672.157 | 295.765 | 95.765 | 200 | 106.084 | 49333.057 | 1096.29 | 0 | 0 | 0 | 0 | 0 | 0 | 267.397 | 672.157 | 295.765 | 95.765 | 200 | 97.161 | 48028.061 | 1067.29
Florida | Med | High | Diesel | 2 | 0 | 0 | 0 | 0 | 439857.464 | 939.554 | 438917.909 | 0 | 0 | 428248.578 | 939.554 | 427309.023 | 0 | 0 | 0 | 0 | 0 | 0 | 0 | 0 | 400 | 3.99 | 3.325 | 0.2 | 267.397 | 672.157 | 295.765 | 95.765 | 200 | 106.084 | 438516.06 | 1096.29 | 0 | 0 | 0 | 0 | 0 | 0 | 267.397 | 672.157 | 295.765 | 95.765 | 200 | 97.161 | 426916.097 | 1067.29
Florida | Med | Low | Diesel | 2 | 0 | 0 | 0 | 0 | 15593.176 | 939.554 | 14653.621 | 0 | 0 | 15207.254 | 939.554 | 14267.699 | 0 | 0 | 0 | 0 | 0 | 0 | 0 | 0 | 13 | 3.99 | 3.325 | 0.2 | 267.397 | 672.157 | 295.765 | 95.765 | 200 | 106.084 | 14251.772 | 1096.29 | 0 | 0 | 0 | 0 | 0 | 0 | 267.397 | 672.157 | 295.765 | 95.765 | 200 | 97.161 | 13874.773 | 1067.29
Florida | Med | Med | Diesel | 2 | 0 | 0 | 0 | 0 | 50674.46 | 939.554 | 49734.906 | 0 | 0 | 49360.541 | 939.554 | 48420.987 | 0 | 0 | 0 | 0 | 0 | 0 | 0 | 0 | 45 | 3.99 | 3.325 | 0.2 | 267.397 | 672.157 | 295.765 | 95.765 | 200 | 106.084 | 49333.057 | 1096.29 | 0 | 0 | 0 | 0 | 0 | 0 | 267.397 | 672.157 | 295.765 | 95.765 | 200 | 97.161 | 48028.061 | 1067.29
Minnesota | High | High | Diesel | 2 | 0 | 0 | 0 | 0 | 637219.952 | 1030.267 | 636189.685 | 0 | 0 | 634298.586 | 1030.267 | 633268.319 | 0 | 0 | 0 | 0 | 0 | 0 | 0 | 0 | 400 | 5.344 | 4.453 | 0.2 | 358.11 | 672.157 | 328.253 | 128.253 | 200 | 179.305 | 635682.127 | 1589.205 | 0 | 0 | 0 | 0 | 0 | 0 | 358.11 | 672.157 | 328.253 | 128.253 | 200 | 177.06 | 632763.007 | 1581.908
Minnesota | High | Low | Diesel | 2 | 0 | 0 | 0 | 0 | 22197.494 | 1030.267 | 21167.227 | 0 | 0 | 22100.377 | 1030.267 | 21070.11 | 0 | 0 | 0 | 0 | 0 | 0 | 0 | 0 | 13 | 5.344 | 4.453 | 0.2 | 358.11 | 672.157 | 328.253 | 128.253 | 200 | 179.305 | 20659.669 | 1589.205 | 0 | 0 | 0 | 0 | 0 | 0 | 358.11 | 672.157 | 328.253 | 128.253 | 200 | 177.06 | 20564.798 | 1581.908
Minnesota | High | Med | Diesel | 2 | 0 | 0 | 0 | 0 | 73052.064 | 1030.267 | 72021.797 | 0 | 0 | 72721.418 | 1030.267 | 71691.151 | 0 | 0 | 0 | 0 | 0 | 0 | 0 | 0 | 45 | 5.344 | 4.453 | 0.2 | 358.11 | 672.157 | 328.253 | 128.253 | 200 | 179.305 | 71514.239 | 1589.205 | 0 | 0 | 0 | 0 | 0 | 0 | 358.11 | 672.157 | 328.253 | 128.253 | 200 | 177.06 | 71185.838 | 1581.908
Minnesota | Low | High | Diesel | 2 | 0 | 0 | 0 | 0 | 637219.952 | 1030.267 | 636189.685 | 0 | 0 | 634298.586 | 1030.267 | 633268.319 | 0 | 0 | 0 | 0 | 0 | 0 | 0 | 0 | 400 | 5.344 | 4.453 | 0.2 | 358.11 | 672.157 | 328.253 | 128.253 | 200 | 179.305 | 635682.127 | 1589.205 | 0 | 0 | 0 | 0 | 0 | 0 | 358.11 | 672.157 | 328.253 | 128.253 | 200 | 177.06 | 632763.007 | 1581.908
Minnesota | Low | Low | Diesel | 2 | 0 | 0 | 0 | 0 | 22197.494 | 1030.267 | 21167.227 | 0 | 0 | 22100.377 | 1030.267 | 21070.11 | 0 | 0 | 0 | 0 | 0 | 0 | 0 | 0 | 13 | 5.344 | 4.453 | 0.2 | 358.11 | 672.157 | 328.253 | 128.253 | 200 | 179.305 | 20659.669 | 1589.205 | 0 | 0 | 0 | 0 | 0 | 0 | 358.11 | 672.157 | 328.253 | 128.253 | 200 | 177.06 | 20564.798 | 1581.908
Minnesota | Low | Med | Diesel | 2 | 0 | 0 | 0 | 0 | 73052.064 | 1030.267 | 72021.797 | 0 | 0 | 72721.418 | 1030.267 | 71691.151 | 0 | 0 | 0 | 0 | 0 | 0 | 0 | 0 | 45 | 5.344 | 4.453 | 0.2 | 358.11 | 672.157 | 328.253 | 128.253 | 200 | 179.305 | 71514.239 | 1589.205 | 0 | 0 | 0 | 0 | 0 | 0 | 358.11 | 672.157 | 328.253 | 128.253 | 200 | 177.06 | 71185.838 | 1581.908
Minnesota | Med | High | Diesel | 2 | 0 | 0 | 0 | 0 | 637219.952 | 1030.267 | 636189.685 | 0 | 0 | 634298.586 | 1030.267 | 633268.319 | 0 | 0 | 0 | 0 | 0 | 0 | 0 | 0 | 400 | 5.344 | 4.453 | 0.2 | 358.11 | 672.157 | 328.253 | 128.253 | 200 | 179.305 | 635682.127 | 1589.205 | 0 | 0 | 0 | 0 | 0 | 0 | 358.11 | 672.157 | 328.253 | 128.253 | 200 | 177.06 | 632763.007 | 1581.908
Minnesota | Med | Low | Diesel | 2 | 0 | 0 | 0 | 0 | 22197.494 | 1030.267 | 21167.227 | 0 | 0 | 22100.377 | 1030.267 | 21070.11 | 0 | 0 | 0 | 0 | 0 | 0 | 0 | 0 | 13 | 5.344 | 4.453 | 0.2 | 358.11 | 672.157 | 328.253 | 128.253 | 200 | 179.305 | 20659.669 | 1589.205 | 0 | 0 | 0 | 0 | 0 | 0 | 358.11 | 672.157 | 328.253 | 128.253 | 200 | 177.06 | 20564.798 | 1581.908
Minnesota | Med | Med | Diesel | 2 | 0 | 0 | 0 | 0 | 73052.064 | 1030.267 | 72021.797 | 0 | 0 | 72721.418 | 1030.267 | 71691.151 | 0 | 0 | 0 | 0 | 0 | 0 | 0 | 0 | 45 | 5.344 | 4.453 | 0.2 | 358.11 | 672.157 | 328.253 | 128.253 | 200 | 179.305 | 71514.239 | 1589.205 | 0 | 0 | 0 | 0 | 0 | 0 | 358.11 | 672.157 | 328.253 | 128.253 | 200 | 177.06 | 71185.838 | 1581.908

## Fold_3
Location | VoLL Level | Fuel Price Level | Method | Fold | PV_Size | Battery_Size | PCM_Heating_Size | PCM_Cooling_Size | Training Total Cost | Training Capital Cost | Training Operation Cost | Training HVAC Cost | Training Critical Load Cost | Testing Total Cost | Testing Capital Cost | Testing Operation Cost | Testing HVAC Cost | Testing Critical Load Cost | Testing HVAC LoL Hours | Testing Critical LoL Hours | Testing HVAC LoL Events | Testing Critical LoL Events | Testing HVAC Max LoL Event Hours | Testing Critical Max LoL Event Hours | Diesel Price ($/gal) | Generator_Size | Peak_Electric_Demand | Reserve_Margin | Training Generator Capital Cost | Training Heat Pump Capital Cost | Training Fixed OM Cost | Training Generator Fixed OM Cost | Training Heat Pump Fixed OM Cost | Training Variable OM Cost | Training Fuel Cost | Training Fuel Gallons | Training HVAC LoL Hours | Training Critical LoL Hours | Training HVAC LoL Events | Training Critical LoL Events | Training HVAC Max LoL Event Hours | Training Critical Max LoL Event Hours | Testing Generator Capital Cost | Testing Heat Pump Capital Cost | Testing Fixed OM Cost | Testing Generator Fixed OM Cost | Testing Heat Pump Fixed OM Cost | Testing Variable OM Cost | Testing Fuel Cost | Testing Fuel Gallons
Alaska | High | High | Diesel | 3 | 0 | 0 | 0 | 0 | 744584.272 | 1083.477 | 743500.795 | 0 | 0 | 782813.697 | 1083.477 | 781730.22 | 0 | 0 | 0 | 0 | 0 | 0 | 0 | 0 | 400 | 6.138 | 5.115 | 0.2 | 411.32 | 672.157 | 347.309 | 147.309 | 200 | 215.795 | 742937.69 | 1857.344 | 0 | 0 | 0 | 0 | 0 | 0 | 411.32 | 672.157 | 347.309 | 147.309 | 200 | 245.18 | 781137.731 | 1952.844
Alaska | High | Low | Diesel | 3 | 0 | 0 | 0 | 0 | 25792.057 | 1083.477 | 24708.579 | 0 | 0 | 27062.943 | 1083.477 | 25979.465 | 0 | 0 | 0 | 0 | 0 | 0 | 0 | 0 | 13 | 6.138 | 5.115 | 0.2 | 411.32 | 672.157 | 347.309 | 147.309 | 200 | 215.795 | 24145.475 | 1857.344 | 0 | 0 | 0 | 0 | 0 | 0 | 411.32 | 672.157 | 347.309 | 147.309 | 200 | 245.18 | 25386.976 | 1952.844
Alaska | High | Med | Diesel | 3 | 0 | 0 | 0 | 0 | 85227.072 | 1083.477 | 84143.594 | 0 | 0 | 89553.961 | 1083.477 | 88470.484 | 0 | 0 | 0 | 0 | 0 | 0 | 0 | 0 | 45 | 6.138 | 5.115 | 0.2 | 411.32 | 672.157 | 347.309 | 147.309 | 200 | 215.795 | 83580.49 | 1857.344 | 0 | 0 | 0 | 0 | 0 | 0 | 411.32 | 672.157 | 347.309 | 147.309 | 200 | 245.18 | 87877.995 | 1952.844
Alaska | Low | High | Diesel | 3 | 0 | 0 | 0 | 0 | 744584.272 | 1083.477 | 743500.795 | 0 | 0 | 782813.697 | 1083.477 | 781730.22 | 0 | 0 | 0 | 0 | 0 | 0 | 0 | 0 | 400 | 6.138 | 5.115 | 0.2 | 411.32 | 672.157 | 347.309 | 147.309 | 200 | 215.795 | 742937.69 | 1857.344 | 0 | 0 | 0 | 0 | 0 | 0 | 411.32 | 672.157 | 347.309 | 147.309 | 200 | 245.18 | 781137.731 | 1952.844
Alaska | Low | Low | Diesel | 3 | 0 | 0 | 0 | 0 | 25792.057 | 1083.477 | 24708.579 | 0 | 0 | 27062.943 | 1083.477 | 25979.465 | 0 | 0 | 0 | 0 | 0 | 0 | 0 | 0 | 13 | 6.138 | 5.115 | 0.2 | 411.32 | 672.157 | 347.309 | 147.309 | 200 | 215.795 | 24145.475 | 1857.344 | 0 | 0 | 0 | 0 | 0 | 0 | 411.32 | 672.157 | 347.309 | 147.309 | 200 | 245.18 | 25386.976 | 1952.844
Alaska | Low | Med | Diesel | 3 | 0 | 0 | 0 | 0 | 85227.072 | 1083.477 | 84143.594 | 0 | 0 | 89553.961 | 1083.477 | 88470.484 | 0 | 0 | 0 | 0 | 0 | 0 | 0 | 0 | 45 | 6.138 | 5.115 | 0.2 | 411.32 | 672.157 | 347.309 | 147.309 | 200 | 215.795 | 83580.49 | 1857.344 | 0 | 0 | 0 | 0 | 0 | 0 | 411.32 | 672.157 | 347.309 | 147.309 | 200 | 245.18 | 87877.995 | 1952.844
Alaska | Med | High | Diesel | 3 | 0 | 0 | 0 | 0 | 744584.272 | 1083.477 | 743500.795 | 0 | 0 | 782813.697 | 1083.477 | 781730.22 | 0 | 0 | 0 | 0 | 0 | 0 | 0 | 0 | 400 | 6.138 | 5.115 | 0.2 | 411.32 | 672.157 | 347.309 | 147.309 | 200 | 215.795 | 742937.69 | 1857.344 | 0 | 0 | 0 | 0 | 0 | 0 | 411.32 | 672.157 | 347.309 | 147.309 | 200 | 245.18 | 781137.731 | 1952.844
Alaska | Med | Low | Diesel | 3 | 0 | 0 | 0 | 0 | 25792.057 | 1083.477 | 24708.579 | 0 | 0 | 27062.943 | 1083.477 | 25979.465 | 0 | 0 | 0 | 0 | 0 | 0 | 0 | 0 | 13 | 6.138 | 5.115 | 0.2 | 411.32 | 672.157 | 347.309 | 147.309 | 200 | 215.795 | 24145.475 | 1857.344 | 0 | 0 | 0 | 0 | 0 | 0 | 411.32 | 672.157 | 347.309 | 147.309 | 200 | 245.18 | 25386.976 | 1952.844
Alaska | Med | Med | Diesel | 3 | 0 | 0 | 0 | 0 | 85227.072 | 1083.477 | 84143.594 | 0 | 0 | 89553.961 | 1083.477 | 88470.484 | 0 | 0 | 0 | 0 | 0 | 0 | 0 | 0 | 45 | 6.138 | 5.115 | 0.2 | 411.32 | 672.157 | 347.309 | 147.309 | 200 | 215.795 | 83580.49 | 1857.344 | 0 | 0 | 0 | 0 | 0 | 0 | 411.32 | 672.157 | 347.309 | 147.309 | 200 | 245.18 | 87877.995 | 1952.844
Arizona | High | High | Diesel | 3 | 0 | 0 | 0 | 0 | 441944.704 | 918.244 | 441026.46 | 0 | 0 | 444966.671 | 918.244 | 444048.427 | 0 | 0 | 0 | 0 | 0 | 0 | 0 | 0 | 400 | 3.672 | 3.06 | 0.2 | 246.087 | 672.157 | 288.133 | 88.133 | 200 | 126.125 | 440612.202 | 1101.53 | 0 | 0 | 0 | 0 | 0 | 0 | 246.087 | 672.157 | 288.133 | 88.133 | 200 | 128.448 | 443631.846 | 1109.08
Arizona | High | Low | Diesel | 3 | 0 | 0 | 0 | 0 | 15652.398 | 918.244 | 14734.155 | 0 | 0 | 15752.86 | 918.244 | 14834.616 | 0 | 0 | 0 | 0 | 0 | 0 | 0 | 0 | 13 | 3.672 | 3.06 | 0.2 | 246.087 | 672.157 | 288.133 | 88.133 | 200 | 126.125 | 14319.897 | 1101.53 | 0 | 0 | 0 | 0 | 0 | 0 | 246.087 | 672.157 | 288.133 | 88.133 | 200 | 128.448 | 14418.035 | 1109.08
Arizona | High | Med | Diesel | 3 | 0 | 0 | 0 | 0 | 50901.374 | 918.244 | 49983.131 | 0 | 0 | 51243.408 | 918.244 | 50325.164 | 0 | 0 | 0 | 0 | 0 | 0 | 0 | 0 | 45 | 3.672 | 3.06 | 0.2 | 246.087 | 672.157 | 288.133 | 88.133 | 200 | 126.125 | 49568.873 | 1101.53 | 0 | 0 | 0 | 0 | 0 | 0 | 246.087 | 672.157 | 288.133 | 88.133 | 200 | 128.448 | 49908.583 | 1109.08
Arizona | Low | High | Diesel | 3 | 0 | 0 | 0 | 0 | 441944.704 | 918.244 | 441026.46 | 0 | 0 | 444966.671 | 918.244 | 444048.427 | 0 | 0 | 0 | 0 | 0 | 0 | 0 | 0 | 400 | 3.672 | 3.06 | 0.2 | 246.087 | 672.157 | 288.133 | 88.133 | 200 | 126.125 | 440612.202 | 1101.53 | 0 | 0 | 0 | 0 | 0 | 0 | 246.087 | 672.157 | 288.133 | 88.133 | 200 | 128.448 | 443631.846 | 1109.08
Arizona | Low | Low | Diesel | 3 | 0 | 0 | 0 | 0 | 15652.398 | 918.244 | 14734.155 | 0 | 0 | 15752.86 | 918.244 | 14834.616 | 0 | 0 | 0 | 0 | 0 | 0 | 0 | 0 | 13 | 3.672 | 3.06 | 0.2 | 246.087 | 672.157 | 288.133 | 88.133 | 200 | 126.125 | 14319.897 | 1101.53 | 0 | 0 | 0 | 0 | 0 | 0 | 246.087 | 672.157 | 288.133 | 88.133 | 200 | 128.448 | 14418.035 | 1109.08
Arizona | Low | Med | Diesel | 3 | 0 | 0 | 0 | 0 | 50901.374 | 918.244 | 49983.131 | 0 | 0 | 51243.408 | 918.244 | 50325.164 | 0 | 0 | 0 | 0 | 0 | 0 | 0 | 0 | 45 | 3.672 | 3.06 | 0.2 | 246.087 | 672.157 | 288.133 | 88.133 | 200 | 126.125 | 49568.873 | 1101.53 | 0 | 0 | 0 | 0 | 0 | 0 | 246.087 | 672.157 | 288.133 | 88.133 | 200 | 128.448 | 49908.583 | 1109.08
Arizona | Med | High | Diesel | 3 | 0 | 0 | 0 | 0 | 441944.704 | 918.244 | 441026.46 | 0 | 0 | 444966.671 | 918.244 | 444048.427 | 0 | 0 | 0 | 0 | 0 | 0 | 0 | 0 | 400 | 3.672 | 3.06 | 0.2 | 246.087 | 672.157 | 288.133 | 88.133 | 200 | 126.125 | 440612.202 | 1101.53 | 0 | 0 | 0 | 0 | 0 | 0 | 246.087 | 672.157 | 288.133 | 88.133 | 200 | 128.448 | 443631.846 | 1109.08
Arizona | Med | Low | Diesel | 3 | 0 | 0 | 0 | 0 | 15652.398 | 918.244 | 14734.155 | 0 | 0 | 15752.86 | 918.244 | 14834.616 | 0 | 0 | 0 | 0 | 0 | 0 | 0 | 0 | 13 | 3.672 | 3.06 | 0.2 | 246.087 | 672.157 | 288.133 | 88.133 | 200 | 126.125 | 14319.897 | 1101.53 | 0 | 0 | 0 | 0 | 0 | 0 | 246.087 | 672.157 | 288.133 | 88.133 | 200 | 128.448 | 14418.035 | 1109.08
Arizona | Med | Med | Diesel | 3 | 0 | 0 | 0 | 0 | 50901.374 | 918.244 | 49983.131 | 0 | 0 | 51243.408 | 918.244 | 50325.164 | 0 | 0 | 0 | 0 | 0 | 0 | 0 | 0 | 45 | 3.672 | 3.06 | 0.2 | 246.087 | 672.157 | 288.133 | 88.133 | 200 | 126.125 | 49568.873 | 1101.53 | 0 | 0 | 0 | 0 | 0 | 0 | 246.087 | 672.157 | 288.133 | 88.133 | 200 | 128.448 | 49908.583 | 1109.08
California | High | High | Diesel | 3 | 0 | 0 | 0 | 0 | 308643.098 | 865.751 | 307777.347 | 0 | 0 | 315291.782 | 865.751 | 314426.032 | 0 | 0 | 0 | 0 | 0 | 0 | 0 | 0 | 400 | 2.889 | 2.407 | 0.2 | 193.594 | 672.157 | 269.333 | 69.333 | 200 | 69.078 | 307438.936 | 768.598 | 0 | 0 | 0 | 0 | 0 | 0 | 193.594 | 672.157 | 269.333 | 69.333 | 200 | 74.189 | 314082.51 | 785.206
California | High | Low | Diesel | 3 | 0 | 0 | 0 | 0 | 11195.928 | 865.751 | 10330.177 | 0 | 0 | 11416.954 | 865.751 | 10551.204 | 0 | 0 | 0 | 0 | 0 | 0 | 0 | 0 | 13 | 2.889 | 2.407 | 0.2 | 193.594 | 672.157 | 269.333 | 69.333 | 200 | 69.078 | 9991.765 | 768.598 | 0 | 0 | 0 | 0 | 0 | 0 | 193.594 | 672.157 | 269.333 | 69.333 | 200 | 74.189 | 10207.681 | 785.206
California | High | Med | Diesel | 3 | 0 | 0 | 0 | 0 | 35791.043 | 865.751 | 34925.292 | 0 | 0 | 36543.555 | 865.751 | 35677.804 | 0 | 0 | 0 | 0 | 0 | 0 | 0 | 0 | 45 | 2.889 | 2.407 | 0.2 | 193.594 | 672.157 | 269.333 | 69.333 | 200 | 69.078 | 34586.88 | 768.598 | 0 | 0 | 0 | 0 | 0 | 0 | 193.594 | 672.157 | 269.333 | 69.333 | 200 | 74.189 | 35334.282 | 785.206
California | Low | High | Diesel | 3 | 0 | 0 | 0 | 0 | 308643.098 | 865.751 | 307777.347 | 0 | 0 | 315291.782 | 865.751 | 314426.032 | 0 | 0 | 0 | 0 | 0 | 0 | 0 | 0 | 400 | 2.889 | 2.407 | 0.2 | 193.594 | 672.157 | 269.333 | 69.333 | 200 | 69.078 | 307438.936 | 768.598 | 0 | 0 | 0 | 0 | 0 | 0 | 193.594 | 672.157 | 269.333 | 69.333 | 200 | 74.189 | 314082.51 | 785.206
California | Low | Low | Diesel | 3 | 0 | 0 | 0 | 0 | 11195.928 | 865.751 | 10330.177 | 0 | 0 | 11416.954 | 865.751 | 10551.204 | 0 | 0 | 0 | 0 | 0 | 0 | 0 | 0 | 13 | 2.889 | 2.407 | 0.2 | 193.594 | 672.157 | 269.333 | 69.333 | 200 | 69.078 | 9991.765 | 768.598 | 0 | 0 | 0 | 0 | 0 | 0 | 193.594 | 672.157 | 269.333 | 69.333 | 200 | 74.189 | 10207.681 | 785.206
California | Low | Med | Diesel | 3 | 0 | 0 | 0 | 0 | 35791.043 | 865.751 | 34925.292 | 0 | 0 | 36543.555 | 865.751 | 35677.804 | 0 | 0 | 0 | 0 | 0 | 0 | 0 | 0 | 45 | 2.889 | 2.407 | 0.2 | 193.594 | 672.157 | 269.333 | 69.333 | 200 | 69.078 | 34586.88 | 768.598 | 0 | 0 | 0 | 0 | 0 | 0 | 193.594 | 672.157 | 269.333 | 69.333 | 200 | 74.189 | 35334.282 | 785.206
California | Med | High | Diesel | 3 | 0 | 0 | 0 | 0 | 308643.098 | 865.751 | 307777.347 | 0 | 0 | 315291.782 | 865.751 | 314426.032 | 0 | 0 | 0 | 0 | 0 | 0 | 0 | 0 | 400 | 2.889 | 2.407 | 0.2 | 193.594 | 672.157 | 269.333 | 69.333 | 200 | 69.078 | 307438.936 | 768.598 | 0 | 0 | 0 | 0 | 0 | 0 | 193.594 | 672.157 | 269.333 | 69.333 | 200 | 74.189 | 314082.51 | 785.206
California | Med | Low | Diesel | 3 | 0 | 0 | 0 | 0 | 11195.928 | 865.751 | 10330.177 | 0 | 0 | 11416.954 | 865.751 | 10551.204 | 0 | 0 | 0 | 0 | 0 | 0 | 0 | 0 | 13 | 2.889 | 2.407 | 0.2 | 193.594 | 672.157 | 269.333 | 69.333 | 200 | 69.078 | 9991.765 | 768.598 | 0 | 0 | 0 | 0 | 0 | 0 | 193.594 | 672.157 | 269.333 | 69.333 | 200 | 74.189 | 10207.681 | 785.206
California | Med | Med | Diesel | 3 | 0 | 0 | 0 | 0 | 35791.043 | 865.751 | 34925.292 | 0 | 0 | 36543.555 | 865.751 | 35677.804 | 0 | 0 | 0 | 0 | 0 | 0 | 0 | 0 | 45 | 2.889 | 2.407 | 0.2 | 193.594 | 672.157 | 269.333 | 69.333 | 200 | 69.078 | 34586.88 | 768.598 | 0 | 0 | 0 | 0 | 0 | 0 | 193.594 | 672.157 | 269.333 | 69.333 | 200 | 74.189 | 35334.282 | 785.206
Florida | High | High | Diesel | 3 | 0 | 0 | 0 | 0 | 438383.499 | 939.554 | 437443.944 | 0 | 0 | 434144.437 | 939.554 | 433204.882 | 0 | 0 | 0 | 0 | 0 | 0 | 0 | 0 | 400 | 3.99 | 3.325 | 0.2 | 267.397 | 672.157 | 295.765 | 95.765 | 200 | 104.951 | 437043.228 | 1092.608 | 0 | 0 | 0 | 0 | 0 | 0 | 267.397 | 672.157 | 295.765 | 95.765 | 200 | 101.693 | 432807.424 | 1082.019
Florida | High | Low | Diesel | 3 | 0 | 0 | 0 | 0 | 15544.176 | 939.554 | 14604.621 | 0 | 0 | 15403.254 | 939.554 | 14463.699 | 0 | 0 | 0 | 0 | 0 | 0 | 0 | 0 | 13 | 3.99 | 3.325 | 0.2 | 267.397 | 672.157 | 295.765 | 95.765 | 200 | 104.951 | 14203.905 | 1092.608 | 0 | 0 | 0 | 0 | 0 | 0 | 267.397 | 672.157 | 295.765 | 95.765 | 200 | 101.693 | 14066.241 | 1082.019
Florida | High | Med | Diesel | 3 | 0 | 0 | 0 | 0 | 50507.634 | 939.554 | 49568.079 | 0 | 0 | 50027.848 | 939.554 | 49088.293 | 0 | 0 | 0 | 0 | 0 | 0 | 0 | 0 | 45 | 3.99 | 3.325 | 0.2 | 267.397 | 672.157 | 295.765 | 95.765 | 200 | 104.951 | 49167.363 | 1092.608 | 0 | 0 | 0 | 0 | 0 | 0 | 267.397 | 672.157 | 295.765 | 95.765 | 200 | 101.693 | 48690.835 | 1082.019
Florida | Low | High | Diesel | 3 | 0 | 0 | 0 | 0 | 438383.499 | 939.554 | 437443.944 | 0 | 0 | 434144.437 | 939.554 | 433204.882 | 0 | 0 | 0 | 0 | 0 | 0 | 0 | 0 | 400 | 3.99 | 3.325 | 0.2 | 267.397 | 672.157 | 295.765 | 95.765 | 200 | 104.951 | 437043.228 | 1092.608 | 0 | 0 | 0 | 0 | 0 | 0 | 267.397 | 672.157 | 295.765 | 95.765 | 200 | 101.693 | 432807.424 | 1082.019
Florida | Low | Low | Diesel | 3 | 0 | 0 | 0 | 0 | 15544.176 | 939.554 | 14604.621 | 0 | 0 | 15403.254 | 939.554 | 14463.699 | 0 | 0 | 0 | 0 | 0 | 0 | 0 | 0 | 13 | 3.99 | 3.325 | 0.2 | 267.397 | 672.157 | 295.765 | 95.765 | 200 | 104.951 | 14203.905 | 1092.608 | 0 | 0 | 0 | 0 | 0 | 0 | 267.397 | 672.157 | 295.765 | 95.765 | 200 | 101.693 | 14066.241 | 1082.019
Florida | Low | Med | Diesel | 3 | 0 | 0 | 0 | 0 | 50507.634 | 939.554 | 49568.079 | 0 | 0 | 50027.848 | 939.554 | 49088.293 | 0 | 0 | 0 | 0 | 0 | 0 | 0 | 0 | 45 | 3.99 | 3.325 | 0.2 | 267.397 | 672.157 | 295.765 | 95.765 | 200 | 104.951 | 49167.363 | 1092.608 | 0 | 0 | 0 | 0 | 0 | 0 | 267.397 | 672.157 | 295.765 | 95.765 | 200 | 101.693 | 48690.835 | 1082.019
Florida | Med | High | Diesel | 3 | 0 | 0 | 0 | 0 | 438383.499 | 939.554 | 437443.944 | 0 | 0 | 434144.437 | 939.554 | 433204.882 | 0 | 0 | 0 | 0 | 0 | 0 | 0 | 0 | 400 | 3.99 | 3.325 | 0.2 | 267.397 | 672.157 | 295.765 | 95.765 | 200 | 104.951 | 437043.228 | 1092.608 | 0 | 0 | 0 | 0 | 0 | 0 | 267.397 | 672.157 | 295.765 | 95.765 | 200 | 101.693 | 432807.424 | 1082.019
Florida | Med | Low | Diesel | 3 | 0 | 0 | 0 | 0 | 15544.176 | 939.554 | 14604.621 | 0 | 0 | 15403.254 | 939.554 | 14463.699 | 0 | 0 | 0 | 0 | 0 | 0 | 0 | 0 | 13 | 3.99 | 3.325 | 0.2 | 267.397 | 672.157 | 295.765 | 95.765 | 200 | 104.951 | 14203.905 | 1092.608 | 0 | 0 | 0 | 0 | 0 | 0 | 267.397 | 672.157 | 295.765 | 95.765 | 200 | 101.693 | 14066.241 | 1082.019
Florida | Med | Med | Diesel | 3 | 0 | 0 | 0 | 0 | 50507.634 | 939.554 | 49568.079 | 0 | 0 | 50027.848 | 939.554 | 49088.293 | 0 | 0 | 0 | 0 | 0 | 0 | 0 | 0 | 45 | 3.99 | 3.325 | 0.2 | 267.397 | 672.157 | 295.765 | 95.765 | 200 | 104.951 | 49167.363 | 1092.608 | 0 | 0 | 0 | 0 | 0 | 0 | 267.397 | 672.157 | 295.765 | 95.765 | 200 | 101.693 | 48690.835 | 1082.019
Minnesota | High | High | Diesel | 3 | 0 | 0 | 0 | 0 | 636064.127 | 1030.267 | 635033.86 | 0 | 0 | 638921.887 | 1030.267 | 637891.62 | 0 | 0 | 0 | 0 | 0 | 0 | 0 | 0 | 400 | 5.344 | 4.453 | 0.2 | 358.11 | 672.157 | 328.253 | 128.253 | 200 | 178.417 | 634527.19 | 1586.318 | 0 | 0 | 0 | 0 | 0 | 0 | 358.11 | 672.157 | 328.253 | 128.253 | 200 | 180.613 | 637382.754 | 1593.457
Minnesota | High | Low | Diesel | 3 | 0 | 0 | 0 | 0 | 22159.07 | 1030.267 | 21128.803 | 0 | 0 | 22254.072 | 1030.267 | 21223.806 | 0 | 0 | 0 | 0 | 0 | 0 | 0 | 0 | 13 | 5.344 | 4.453 | 0.2 | 358.11 | 672.157 | 328.253 | 128.253 | 200 | 178.417 | 20622.134 | 1586.318 | 0 | 0 | 0 | 0 | 0 | 0 | 358.11 | 672.157 | 328.253 | 128.253 | 200 | 180.613 | 20714.939 | 1593.457
Minnesota | High | Med | Diesel | 3 | 0 | 0 | 0 | 0 | 72921.245 | 1030.267 | 71890.978 | 0 | 0 | 73244.693 | 1030.267 | 72214.426 | 0 | 0 | 0 | 0 | 0 | 0 | 0 | 0 | 45 | 5.344 | 4.453 | 0.2 | 358.11 | 672.157 | 328.253 | 128.253 | 200 | 178.417 | 71384.309 | 1586.318 | 0 | 0 | 0 | 0 | 0 | 0 | 358.11 | 672.157 | 328.253 | 128.253 | 200 | 180.613 | 71705.56 | 1593.457
Minnesota | Low | High | Diesel | 3 | 0 | 0 | 0 | 0 | 636064.127 | 1030.267 | 635033.86 | 0 | 0 | 638921.887 | 1030.267 | 637891.62 | 0 | 0 | 0 | 0 | 0 | 0 | 0 | 0 | 400 | 5.344 | 4.453 | 0.2 | 358.11 | 672.157 | 328.253 | 128.253 | 200 | 178.417 | 634527.19 | 1586.318 | 0 | 0 | 0 | 0 | 0 | 0 | 358.11 | 672.157 | 328.253 | 128.253 | 200 | 180.613 | 637382.754 | 1593.457
Minnesota | Low | Low | Diesel | 3 | 0 | 0 | 0 | 0 | 22159.07 | 1030.267 | 21128.803 | 0 | 0 | 22254.072 | 1030.267 | 21223.806 | 0 | 0 | 0 | 0 | 0 | 0 | 0 | 0 | 13 | 5.344 | 4.453 | 0.2 | 358.11 | 672.157 | 328.253 | 128.253 | 200 | 178.417 | 20622.134 | 1586.318 | 0 | 0 | 0 | 0 | 0 | 0 | 358.11 | 672.157 | 328.253 | 128.253 | 200 | 180.613 | 20714.939 | 1593.457
Minnesota | Low | Med | Diesel | 3 | 0 | 0 | 0 | 0 | 72921.245 | 1030.267 | 71890.978 | 0 | 0 | 73244.693 | 1030.267 | 72214.426 | 0 | 0 | 0 | 0 | 0 | 0 | 0 | 0 | 45 | 5.344 | 4.453 | 0.2 | 358.11 | 672.157 | 328.253 | 128.253 | 200 | 178.417 | 71384.309 | 1586.318 | 0 | 0 | 0 | 0 | 0 | 0 | 358.11 | 672.157 | 328.253 | 128.253 | 200 | 180.613 | 71705.56 | 1593.457
Minnesota | Med | High | Diesel | 3 | 0 | 0 | 0 | 0 | 636064.127 | 1030.267 | 635033.86 | 0 | 0 | 638921.887 | 1030.267 | 637891.62 | 0 | 0 | 0 | 0 | 0 | 0 | 0 | 0 | 400 | 5.344 | 4.453 | 0.2 | 358.11 | 672.157 | 328.253 | 128.253 | 200 | 178.417 | 634527.19 | 1586.318 | 0 | 0 | 0 | 0 | 0 | 0 | 358.11 | 672.157 | 328.253 | 128.253 | 200 | 180.613 | 637382.754 | 1593.457
Minnesota | Med | Low | Diesel | 3 | 0 | 0 | 0 | 0 | 22159.07 | 1030.267 | 21128.803 | 0 | 0 | 22254.072 | 1030.267 | 21223.806 | 0 | 0 | 0 | 0 | 0 | 0 | 0 | 0 | 13 | 5.344 | 4.453 | 0.2 | 358.11 | 672.157 | 328.253 | 128.253 | 200 | 178.417 | 20622.134 | 1586.318 | 0 | 0 | 0 | 0 | 0 | 0 | 358.11 | 672.157 | 328.253 | 128.253 | 200 | 180.613 | 20714.939 | 1593.457
Minnesota | Med | Med | Diesel | 3 | 0 | 0 | 0 | 0 | 72921.245 | 1030.267 | 71890.978 | 0 | 0 | 73244.693 | 1030.267 | 72214.426 | 0 | 0 | 0 | 0 | 0 | 0 | 0 | 0 | 45 | 5.344 | 4.453 | 0.2 | 358.11 | 672.157 | 328.253 | 128.253 | 200 | 178.417 | 71384.309 | 1586.318 | 0 | 0 | 0 | 0 | 0 | 0 | 358.11 | 672.157 | 328.253 | 128.253 | 200 | 180.613 | 71705.56 | 1593.457

## Fold_4
Location | VoLL Level | Fuel Price Level | Method | Fold | PV_Size | Battery_Size | PCM_Heating_Size | PCM_Cooling_Size | Training Total Cost | Training Capital Cost | Training Operation Cost | Training HVAC Cost | Training Critical Load Cost | Testing Total Cost | Testing Capital Cost | Testing Operation Cost | Testing HVAC Cost | Testing Critical Load Cost | Testing HVAC LoL Hours | Testing Critical LoL Hours | Testing HVAC LoL Events | Testing Critical LoL Events | Testing HVAC Max LoL Event Hours | Testing Critical Max LoL Event Hours | Diesel Price ($/gal) | Generator_Size | Peak_Electric_Demand | Reserve_Margin | Training Generator Capital Cost | Training Heat Pump Capital Cost | Training Fixed OM Cost | Training Generator Fixed OM Cost | Training Heat Pump Fixed OM Cost | Training Variable OM Cost | Training Fuel Cost | Training Fuel Gallons | Training HVAC LoL Hours | Training Critical LoL Hours | Training HVAC LoL Events | Training Critical LoL Events | Training HVAC Max LoL Event Hours | Training Critical Max LoL Event Hours | Testing Generator Capital Cost | Testing Heat Pump Capital Cost | Testing Fixed OM Cost | Testing Generator Fixed OM Cost | Testing Heat Pump Fixed OM Cost | Testing Variable OM Cost | Testing Fuel Cost | Testing Fuel Gallons
Alaska | High | High | Diesel | 4 | 0 | 0 | 0 | 0 | 757867.215 | 1083.477 | 756783.737 | 0 | 0 | 729681.928 | 1083.477 | 728598.451 | 0 | 0 | 0 | 0 | 0 | 0 | 0 | 0 | 400 | 6.138 | 5.115 | 0.2 | 411.32 | 672.157 | 347.309 | 147.309 | 200 | 226.005 | 756210.423 | 1890.526 | 0 | 0 | 0 | 0 | 0 | 0 | 411.32 | 672.157 | 347.309 | 147.309 | 200 | 204.34 | 728046.801 | 1820.117
Alaska | High | Low | Diesel | 4 | 0 | 0 | 0 | 0 | 26233.63 | 1083.477 | 25150.153 | 0 | 0 | 25296.648 | 1083.477 | 24213.171 | 0 | 0 | 0 | 0 | 0 | 0 | 0 | 0 | 13 | 6.138 | 5.115 | 0.2 | 411.32 | 672.157 | 347.309 | 147.309 | 200 | 226.005 | 24576.839 | 1890.526 | 0 | 0 | 0 | 0 | 0 | 0 | 411.32 | 672.157 | 347.309 | 147.309 | 200 | 204.34 | 23661.521 | 1820.117
Alaska | High | Med | Diesel | 4 | 0 | 0 | 0 | 0 | 86730.464 | 1083.477 | 85646.987 | 0 | 0 | 83540.392 | 1083.477 | 82456.915 | 0 | 0 | 0 | 0 | 0 | 0 | 0 | 0 | 45 | 6.138 | 5.115 | 0.2 | 411.32 | 672.157 | 347.309 | 147.309 | 200 | 226.005 | 85073.673 | 1890.526 | 0 | 0 | 0 | 0 | 0 | 0 | 411.32 | 672.157 | 347.309 | 147.309 | 200 | 204.34 | 81905.265 | 1820.117
Alaska | Low | High | Diesel | 4 | 0 | 0 | 0 | 0 | 757867.215 | 1083.477 | 756783.737 | 0 | 0 | 729681.928 | 1083.477 | 728598.451 | 0 | 0 | 0 | 0 | 0 | 0 | 0 | 0 | 400 | 6.138 | 5.115 | 0.2 | 411.32 | 672.157 | 347.309 | 147.309 | 200 | 226.005 | 756210.423 | 1890.526 | 0 | 0 | 0 | 0 | 0 | 0 | 411.32 | 672.157 | 347.309 | 147.309 | 200 | 204.34 | 728046.801 | 1820.117
Alaska | Low | Low | Diesel | 4 | 0 | 0 | 0 | 0 | 26233.63 | 1083.477 | 25150.153 | 0 | 0 | 25296.648 | 1083.477 | 24213.171 | 0 | 0 | 0 | 0 | 0 | 0 | 0 | 0 | 13 | 6.138 | 5.115 | 0.2 | 411.32 | 672.157 | 347.309 | 147.309 | 200 | 226.005 | 24576.839 | 1890.526 | 0 | 0 | 0 | 0 | 0 | 0 | 411.32 | 672.157 | 347.309 | 147.309 | 200 | 204.34 | 23661.521 | 1820.117
Alaska | Low | Med | Diesel | 4 | 0 | 0 | 0 | 0 | 86730.464 | 1083.477 | 85646.987 | 0 | 0 | 83540.392 | 1083.477 | 82456.915 | 0 | 0 | 0 | 0 | 0 | 0 | 0 | 0 | 45 | 6.138 | 5.115 | 0.2 | 411.32 | 672.157 | 347.309 | 147.309 | 200 | 226.005 | 85073.673 | 1890.526 | 0 | 0 | 0 | 0 | 0 | 0 | 411.32 | 672.157 | 347.309 | 147.309 | 200 | 204.34 | 81905.265 | 1820.117
Alaska | Med | High | Diesel | 4 | 0 | 0 | 0 | 0 | 757867.215 | 1083.477 | 756783.737 | 0 | 0 | 729681.928 | 1083.477 | 728598.451 | 0 | 0 | 0 | 0 | 0 | 0 | 0 | 0 | 400 | 6.138 | 5.115 | 0.2 | 411.32 | 672.157 | 347.309 | 147.309 | 200 | 226.005 | 756210.423 | 1890.526 | 0 | 0 | 0 | 0 | 0 | 0 | 411.32 | 672.157 | 347.309 | 147.309 | 200 | 204.34 | 728046.801 | 1820.117
Alaska | Med | Low | Diesel | 4 | 0 | 0 | 0 | 0 | 26233.63 | 1083.477 | 25150.153 | 0 | 0 | 25296.648 | 1083.477 | 24213.171 | 0 | 0 | 0 | 0 | 0 | 0 | 0 | 0 | 13 | 6.138 | 5.115 | 0.2 | 411.32 | 672.157 | 347.309 | 147.309 | 200 | 226.005 | 24576.839 | 1890.526 | 0 | 0 | 0 | 0 | 0 | 0 | 411.32 | 672.157 | 347.309 | 147.309 | 200 | 204.34 | 23661.521 | 1820.117
Alaska | Med | Med | Diesel | 4 | 0 | 0 | 0 | 0 | 86730.464 | 1083.477 | 85646.987 | 0 | 0 | 83540.392 | 1083.477 | 82456.915 | 0 | 0 | 0 | 0 | 0 | 0 | 0 | 0 | 45 | 6.138 | 5.115 | 0.2 | 411.32 | 672.157 | 347.309 | 147.309 | 200 | 226.005 | 85073.673 | 1890.526 | 0 | 0 | 0 | 0 | 0 | 0 | 411.32 | 672.157 | 347.309 | 147.309 | 200 | 204.34 | 81905.265 | 1820.117
Arizona | High | High | Diesel | 4 | 0 | 0 | 0 | 0 | 444074.911 | 918.244 | 443156.668 | 0 | 0 | 436445.839 | 918.244 | 435527.595 | 0 | 0 | 0 | 0 | 0 | 0 | 0 | 0 | 400 | 3.672 | 3.06 | 0.2 | 246.087 | 672.157 | 288.133 | 88.133 | 200 | 127.763 | 442740.772 | 1106.852 | 0 | 0 | 0 | 0 | 0 | 0 | 246.087 | 672.157 | 288.133 | 88.133 | 200 | 121.899 | 435117.564 | 1087.794
Arizona | High | Low | Diesel | 4 | 0 | 0 | 0 | 0 | 15723.214 | 918.244 | 14804.971 | 0 | 0 | 15469.596 | 918.244 | 14551.353 | 0 | 0 | 0 | 0 | 0 | 0 | 0 | 0 | 13 | 3.672 | 3.06 | 0.2 | 246.087 | 672.157 | 288.133 | 88.133 | 200 | 127.763 | 14389.075 | 1106.852 | 0 | 0 | 0 | 0 | 0 | 0 | 246.087 | 672.157 | 288.133 | 88.133 | 200 | 121.899 | 14141.321 | 1087.794
Arizona | High | Med | Diesel | 4 | 0 | 0 | 0 | 0 | 51142.476 | 918.244 | 50224.232 | 0 | 0 | 50279.001 | 918.244 | 49360.757 | 0 | 0 | 0 | 0 | 0 | 0 | 0 | 0 | 45 | 3.672 | 3.06 | 0.2 | 246.087 | 672.157 | 288.133 | 88.133 | 200 | 127.763 | 49808.337 | 1106.852 | 0 | 0 | 0 | 0 | 0 | 0 | 246.087 | 672.157 | 288.133 | 88.133 | 200 | 121.899 | 48950.726 | 1087.794
Arizona | Low | High | Diesel | 4 | 0 | 0 | 0 | 0 | 444074.911 | 918.244 | 443156.668 | 0 | 0 | 436445.839 | 918.244 | 435527.595 | 0 | 0 | 0 | 0 | 0 | 0 | 0 | 0 | 400 | 3.672 | 3.06 | 0.2 | 246.087 | 672.157 | 288.133 | 88.133 | 200 | 127.763 | 442740.772 | 1106.852 | 0 | 0 | 0 | 0 | 0 | 0 | 246.087 | 672.157 | 288.133 | 88.133 | 200 | 121.899 | 435117.564 | 1087.794
Arizona | Low | Low | Diesel | 4 | 0 | 0 | 0 | 0 | 15723.214 | 918.244 | 14804.971 | 0 | 0 | 15469.596 | 918.244 | 14551.353 | 0 | 0 | 0 | 0 | 0 | 0 | 0 | 0 | 13 | 3.672 | 3.06 | 0.2 | 246.087 | 672.157 | 288.133 | 88.133 | 200 | 127.763 | 14389.075 | 1106.852 | 0 | 0 | 0 | 0 | 0 | 0 | 246.087 | 672.157 | 288.133 | 88.133 | 200 | 121.899 | 14141.321 | 1087.794
Arizona | Low | Med | Diesel | 4 | 0 | 0 | 0 | 0 | 51142.476 | 918.244 | 50224.232 | 0 | 0 | 50279.001 | 918.244 | 49360.757 | 0 | 0 | 0 | 0 | 0 | 0 | 0 | 0 | 45 | 3.672 | 3.06 | 0.2 | 246.087 | 672.157 | 288.133 | 88.133 | 200 | 127.763 | 49808.337 | 1106.852 | 0 | 0 | 0 | 0 | 0 | 0 | 246.087 | 672.157 | 288.133 | 88.133 | 200 | 121.899 | 48950.726 | 1087.794
Arizona | Med | High | Diesel | 4 | 0 | 0 | 0 | 0 | 444074.911 | 918.244 | 443156.668 | 0 | 0 | 436445.839 | 918.244 | 435527.595 | 0 | 0 | 0 | 0 | 0 | 0 | 0 | 0 | 400 | 3.672 | 3.06 | 0.2 | 246.087 | 672.157 | 288.133 | 88.133 | 200 | 127.763 | 442740.772 | 1106.852 | 0 | 0 | 0 | 0 | 0 | 0 | 246.087 | 672.157 | 288.133 | 88.133 | 200 | 121.899 | 435117.564 | 1087.794
Arizona | Med | Low | Diesel | 4 | 0 | 0 | 0 | 0 | 15723.214 | 918.244 | 14804.971 | 0 | 0 | 15469.596 | 918.244 | 14551.353 | 0 | 0 | 0 | 0 | 0 | 0 | 0 | 0 | 13 | 3.672 | 3.06 | 0.2 | 246.087 | 672.157 | 288.133 | 88.133 | 200 | 127.763 | 14389.075 | 1106.852 | 0 | 0 | 0 | 0 | 0 | 0 | 246.087 | 672.157 | 288.133 | 88.133 | 200 | 121.899 | 14141.321 | 1087.794
Arizona | Med | Med | Diesel | 4 | 0 | 0 | 0 | 0 | 51142.476 | 918.244 | 50224.232 | 0 | 0 | 50279.001 | 918.244 | 49360.757 | 0 | 0 | 0 | 0 | 0 | 0 | 0 | 0 | 45 | 3.672 | 3.06 | 0.2 | 246.087 | 672.157 | 288.133 | 88.133 | 200 | 127.763 | 49808.337 | 1106.852 | 0 | 0 | 0 | 0 | 0 | 0 | 246.087 | 672.157 | 288.133 | 88.133 | 200 | 121.899 | 48950.726 | 1087.794
California | High | High | Diesel | 4 | 0 | 0 | 0 | 0 | 311482.928 | 865.751 | 310617.177 | 0 | 0 | 303932.466 | 865.751 | 303066.715 | 0 | 0 | 0 | 0 | 0 | 0 | 0 | 0 | 400 | 2.889 | 2.407 | 0.2 | 193.594 | 672.157 | 269.333 | 69.333 | 200 | 71.261 | 310276.582 | 775.692 | 0 | 0 | 0 | 0 | 0 | 0 | 193.594 | 672.157 | 269.333 | 69.333 | 200 | 65.458 | 302731.924 | 756.83
California | High | Low | Diesel | 4 | 0 | 0 | 0 | 0 | 11290.334 | 865.751 | 10424.583 | 0 | 0 | 11039.329 | 865.751 | 10173.578 | 0 | 0 | 0 | 0 | 0 | 0 | 0 | 0 | 13 | 2.889 | 2.407 | 0.2 | 193.594 | 672.157 | 269.333 | 69.333 | 200 | 71.261 | 10083.989 | 775.692 | 0 | 0 | 0 | 0 | 0 | 0 | 193.594 | 672.157 | 269.333 | 69.333 | 200 | 65.458 | 9838.788 | 756.83
California | High | Med | Diesel | 4 | 0 | 0 | 0 | 0 | 36112.461 | 865.751 | 35246.71 | 0 | 0 | 35257.883 | 865.751 | 34392.132 | 0 | 0 | 0 | 0 | 0 | 0 | 0 | 0 | 45 | 2.889 | 2.407 | 0.2 | 193.594 | 672.157 | 269.333 | 69.333 | 200 | 71.261 | 34906.115 | 775.692 | 0 | 0 | 0 | 0 | 0 | 0 | 193.594 | 672.157 | 269.333 | 69.333 | 200 | 65.458 | 34057.341 | 756.83
California | Low | High | Diesel | 4 | 0 | 0 | 0 | 0 | 311482.928 | 865.751 | 310617.177 | 0 | 0 | 303932.466 | 865.751 | 303066.715 | 0 | 0 | 0 | 0 | 0 | 0 | 0 | 0 | 400 | 2.889 | 2.407 | 0.2 | 193.594 | 672.157 | 269.333 | 69.333 | 200 | 71.261 | 310276.582 | 775.692 | 0 | 0 | 0 | 0 | 0 | 0 | 193.594 | 672.157 | 269.333 | 69.333 | 200 | 65.458 | 302731.924 | 756.83
California | Low | Low | Diesel | 4 | 0 | 0 | 0 | 0 | 11290.334 | 865.751 | 10424.583 | 0 | 0 | 11039.329 | 865.751 | 10173.578 | 0 | 0 | 0 | 0 | 0 | 0 | 0 | 0 | 13 | 2.889 | 2.407 | 0.2 | 193.594 | 672.157 | 269.333 | 69.333 | 200 | 71.261 | 10083.989 | 775.692 | 0 | 0 | 0 | 0 | 0 | 0 | 193.594 | 672.157 | 269.333 | 69.333 | 200 | 65.458 | 9838.788 | 756.83
California | Low | Med | Diesel | 4 | 0 | 0 | 0 | 0 | 36112.461 | 865.751 | 35246.71 | 0 | 0 | 35257.883 | 865.751 | 34392.132 | 0 | 0 | 0 | 0 | 0 | 0 | 0 | 0 | 45 | 2.889 | 2.407 | 0.2 | 193.594 | 672.157 | 269.333 | 69.333 | 200 | 71.261 | 34906.115 | 775.692 | 0 | 0 | 0 | 0 | 0 | 0 | 193.594 | 672.157 | 269.333 | 69.333 | 200 | 65.458 | 34057.341 | 756.83
California | Med | High | Diesel | 4 | 0 | 0 | 0 | 0 | 311482.928 | 865.751 | 310617.177 | 0 | 0 | 303932.466 | 865.751 | 303066.715 | 0 | 0 | 0 | 0 | 0 | 0 | 0 | 0 | 400 | 2.889 | 2.407 | 0.2 | 193.594 | 672.157 | 269.333 | 69.333 | 200 | 71.261 | 310276.582 | 775.692 | 0 | 0 | 0 | 0 | 0 | 0 | 193.594 | 672.157 | 269.333 | 69.333 | 200 | 65.458 | 302731.924 | 756.83
California | Med | Low | Diesel | 4 | 0 | 0 | 0 | 0 | 11290.334 | 865.751 | 10424.583 | 0 | 0 | 11039.329 | 865.751 | 10173.578 | 0 | 0 | 0 | 0 | 0 | 0 | 0 | 0 | 13 | 2.889 | 2.407 | 0.2 | 193.594 | 672.157 | 269.333 | 69.333 | 200 | 71.261 | 10083.989 | 775.692 | 0 | 0 | 0 | 0 | 0 | 0 | 193.594 | 672.157 | 269.333 | 69.333 | 200 | 65.458 | 9838.788 | 756.83
California | Med | Med | Diesel | 4 | 0 | 0 | 0 | 0 | 36112.461 | 865.751 | 35246.71 | 0 | 0 | 35257.883 | 865.751 | 34392.132 | 0 | 0 | 0 | 0 | 0 | 0 | 0 | 0 | 45 | 2.889 | 2.407 | 0.2 | 193.594 | 672.157 | 269.333 | 69.333 | 200 | 71.261 | 34906.115 | 775.692 | 0 | 0 | 0 | 0 | 0 | 0 | 193.594 | 672.157 | 269.333 | 69.333 | 200 | 65.458 | 34057.341 | 756.83
Florida | High | High | Diesel | 4 | 0 | 0 | 0 | 0 | 437182.981 | 939.554 | 436243.426 | 0 | 0 | 438946.509 | 939.554 | 438006.954 | 0 | 0 | 0 | 0 | 0 | 0 | 0 | 0 | 400 | 3.99 | 3.325 | 0.2 | 267.397 | 672.157 | 295.765 | 95.765 | 200 | 104.028 | 435843.633 | 1089.609 | 0 | 0 | 0 | 0 | 0 | 0 | 267.397 | 672.157 | 295.765 | 95.765 | 200 | 105.384 | 437605.805 | 1094.015
Florida | High | Low | Diesel | 4 | 0 | 0 | 0 | 0 | 15504.266 | 939.554 | 14564.712 | 0 | 0 | 15562.892 | 939.554 | 14623.337 | 0 | 0 | 0 | 0 | 0 | 0 | 0 | 0 | 13 | 3.99 | 3.325 | 0.2 | 267.397 | 672.157 | 295.765 | 95.765 | 200 | 104.028 | 14164.918 | 1089.609 | 0 | 0 | 0 | 0 | 0 | 0 | 267.397 | 672.157 | 295.765 | 95.765 | 200 | 105.384 | 14222.189 | 1094.015
Florida | High | Med | Diesel | 4 | 0 | 0 | 0 | 0 | 50371.757 | 939.554 | 49432.202 | 0 | 0 | 50571.357 | 939.554 | 49631.802 | 0 | 0 | 0 | 0 | 0 | 0 | 0 | 0 | 45 | 3.99 | 3.325 | 0.2 | 267.397 | 672.157 | 295.765 | 95.765 | 200 | 104.028 | 49032.409 | 1089.609 | 0 | 0 | 0 | 0 | 0 | 0 | 267.397 | 672.157 | 295.765 | 95.765 | 200 | 105.384 | 49230.653 | 1094.015
Florida | Low | High | Diesel | 4 | 0 | 0 | 0 | 0 | 437182.981 | 939.554 | 436243.426 | 0 | 0 | 438946.509 | 939.554 | 438006.954 | 0 | 0 | 0 | 0 | 0 | 0 | 0 | 0 | 400 | 3.99 | 3.325 | 0.2 | 267.397 | 672.157 | 295.765 | 95.765 | 200 | 104.028 | 435843.633 | 1089.609 | 0 | 0 | 0 | 0 | 0 | 0 | 267.397 | 672.157 | 295.765 | 95.765 | 200 | 105.384 | 437605.805 | 1094.015
Florida | Low | Low | Diesel | 4 | 0 | 0 | 0 | 0 | 15504.266 | 939.554 | 14564.712 | 0 | 0 | 15562.892 | 939.554 | 14623.337 | 0 | 0 | 0 | 0 | 0 | 0 | 0 | 0 | 13 | 3.99 | 3.325 | 0.2 | 267.397 | 672.157 | 295.765 | 95.765 | 200 | 104.028 | 14164.918 | 1089.609 | 0 | 0 | 0 | 0 | 0 | 0 | 267.397 | 672.157 | 295.765 | 95.765 | 200 | 105.384 | 14222.189 | 1094.015
Florida | Low | Med | Diesel | 4 | 0 | 0 | 0 | 0 | 50371.757 | 939.554 | 49432.202 | 0 | 0 | 50571.357 | 939.554 | 49631.802 | 0 | 0 | 0 | 0 | 0 | 0 | 0 | 0 | 45 | 3.99 | 3.325 | 0.2 | 267.397 | 672.157 | 295.765 | 95.765 | 200 | 104.028 | 49032.409 | 1089.609 | 0 | 0 | 0 | 0 | 0 | 0 | 267.397 | 672.157 | 295.765 | 95.765 | 200 | 105.384 | 49230.653 | 1094.015
Florida | Med | High | Diesel | 4 | 0 | 0 | 0 | 0 | 437182.981 | 939.554 | 436243.426 | 0 | 0 | 438946.509 | 939.554 | 438006.954 | 0 | 0 | 0 | 0 | 0 | 0 | 0 | 0 | 400 | 3.99 | 3.325 | 0.2 | 267.397 | 672.157 | 295.765 | 95.765 | 200 | 104.028 | 435843.633 | 1089.609 | 0 | 0 | 0 | 0 | 0 | 0 | 267.397 | 672.157 | 295.765 | 95.765 | 200 | 105.384 | 437605.805 | 1094.015
Florida | Med | Low | Diesel | 4 | 0 | 0 | 0 | 0 | 15504.266 | 939.554 | 14564.712 | 0 | 0 | 15562.892 | 939.554 | 14623.337 | 0 | 0 | 0 | 0 | 0 | 0 | 0 | 0 | 13 | 3.99 | 3.325 | 0.2 | 267.397 | 672.157 | 295.765 | 95.765 | 200 | 104.028 | 14164.918 | 1089.609 | 0 | 0 | 0 | 0 | 0 | 0 | 267.397 | 672.157 | 295.765 | 95.765 | 200 | 105.384 | 14222.189 | 1094.015
Florida | Med | Med | Diesel | 4 | 0 | 0 | 0 | 0 | 50371.757 | 939.554 | 49432.202 | 0 | 0 | 50571.357 | 939.554 | 49631.802 | 0 | 0 | 0 | 0 | 0 | 0 | 0 | 0 | 45 | 3.99 | 3.325 | 0.2 | 267.397 | 672.157 | 295.765 | 95.765 | 200 | 104.028 | 49032.409 | 1089.609 | 0 | 0 | 0 | 0 | 0 | 0 | 267.397 | 672.157 | 295.765 | 95.765 | 200 | 105.384 | 49230.653 | 1094.015
Minnesota | High | High | Diesel | 4 | 0 | 0 | 0 | 0 | 637038.645 | 1030.267 | 636008.378 | 0 | 0 | 635023.816 | 1030.267 | 633993.549 | 0 | 0 | 0 | 0 | 0 | 0 | 0 | 0 | 400 | 5.344 | 4.453 | 0.2 | 358.11 | 672.157 | 328.253 | 128.253 | 200 | 179.166 | 635500.959 | 1588.752 | 0 | 0 | 0 | 0 | 0 | 0 | 358.11 | 672.157 | 328.253 | 128.253 | 200 | 177.617 | 633487.679 | 1583.719
Minnesota | High | Low | Diesel | 4 | 0 | 0 | 0 | 0 | 22191.467 | 1030.267 | 21161.2 | 0 | 0 | 22124.486 | 1030.267 | 21094.219 | 0 | 0 | 0 | 0 | 0 | 0 | 0 | 0 | 13 | 5.344 | 4.453 | 0.2 | 358.11 | 672.157 | 328.253 | 128.253 | 200 | 179.166 | 20653.781 | 1588.752 | 0 | 0 | 0 | 0 | 0 | 0 | 358.11 | 672.157 | 328.253 | 128.253 | 200 | 177.617 | 20588.35 | 1583.719
Minnesota | High | Med | Diesel | 4 | 0 | 0 | 0 | 0 | 73031.543 | 1030.267 | 72001.276 | 0 | 0 | 72803.501 | 1030.267 | 71773.234 | 0 | 0 | 0 | 0 | 0 | 0 | 0 | 0 | 45 | 5.344 | 4.453 | 0.2 | 358.11 | 672.157 | 328.253 | 128.253 | 200 | 179.166 | 71493.858 | 1588.752 | 0 | 0 | 0 | 0 | 0 | 0 | 358.11 | 672.157 | 328.253 | 128.253 | 200 | 177.617 | 71267.364 | 1583.719
Minnesota | Low | High | Diesel | 4 | 0 | 0 | 0 | 0 | 637038.645 | 1030.267 | 636008.378 | 0 | 0 | 635023.816 | 1030.267 | 633993.549 | 0 | 0 | 0 | 0 | 0 | 0 | 0 | 0 | 400 | 5.344 | 4.453 | 0.2 | 358.11 | 672.157 | 328.253 | 128.253 | 200 | 179.166 | 635500.959 | 1588.752 | 0 | 0 | 0 | 0 | 0 | 0 | 358.11 | 672.157 | 328.253 | 128.253 | 200 | 177.617 | 633487.679 | 1583.719
Minnesota | Low | Low | Diesel | 4 | 0 | 0 | 0 | 0 | 22191.467 | 1030.267 | 21161.2 | 0 | 0 | 22124.486 | 1030.267 | 21094.219 | 0 | 0 | 0 | 0 | 0 | 0 | 0 | 0 | 13 | 5.344 | 4.453 | 0.2 | 358.11 | 672.157 | 328.253 | 128.253 | 200 | 179.166 | 20653.781 | 1588.752 | 0 | 0 | 0 | 0 | 0 | 0 | 358.11 | 672.157 | 328.253 | 128.253 | 200 | 177.617 | 20588.35 | 1583.719
Minnesota | Low | Med | Diesel | 4 | 0 | 0 | 0 | 0 | 73031.543 | 1030.267 | 72001.276 | 0 | 0 | 72803.501 | 1030.267 | 71773.234 | 0 | 0 | 0 | 0 | 0 | 0 | 0 | 0 | 45 | 5.344 | 4.453 | 0.2 | 358.11 | 672.157 | 328.253 | 128.253 | 200 | 179.166 | 71493.858 | 1588.752 | 0 | 0 | 0 | 0 | 0 | 0 | 358.11 | 672.157 | 328.253 | 128.253 | 200 | 177.617 | 71267.364 | 1583.719
Minnesota | Med | High | Diesel | 4 | 0 | 0 | 0 | 0 | 637038.645 | 1030.267 | 636008.378 | 0 | 0 | 635023.816 | 1030.267 | 633993.549 | 0 | 0 | 0 | 0 | 0 | 0 | 0 | 0 | 400 | 5.344 | 4.453 | 0.2 | 358.11 | 672.157 | 328.253 | 128.253 | 200 | 179.166 | 635500.959 | 1588.752 | 0 | 0 | 0 | 0 | 0 | 0 | 358.11 | 672.157 | 328.253 | 128.253 | 200 | 177.617 | 633487.679 | 1583.719
Minnesota | Med | Low | Diesel | 4 | 0 | 0 | 0 | 0 | 22191.467 | 1030.267 | 21161.2 | 0 | 0 | 22124.486 | 1030.267 | 21094.219 | 0 | 0 | 0 | 0 | 0 | 0 | 0 | 0 | 13 | 5.344 | 4.453 | 0.2 | 358.11 | 672.157 | 328.253 | 128.253 | 200 | 179.166 | 20653.781 | 1588.752 | 0 | 0 | 0 | 0 | 0 | 0 | 358.11 | 672.157 | 328.253 | 128.253 | 200 | 177.617 | 20588.35 | 1583.719
Minnesota | Med | Med | Diesel | 4 | 0 | 0 | 0 | 0 | 73031.543 | 1030.267 | 72001.276 | 0 | 0 | 72803.501 | 1030.267 | 71773.234 | 0 | 0 | 0 | 0 | 0 | 0 | 0 | 0 | 45 | 5.344 | 4.453 | 0.2 | 358.11 | 672.157 | 328.253 | 128.253 | 200 | 179.166 | 71493.858 | 1588.752 | 0 | 0 | 0 | 0 | 0 | 0 | 358.11 | 672.157 | 328.253 | 128.253 | 200 | 177.617 | 71267.364 | 1583.719

## Fold_5
Location | VoLL Level | Fuel Price Level | Method | Fold | PV_Size | Battery_Size | PCM_Heating_Size | PCM_Cooling_Size | Training Total Cost | Training Capital Cost | Training Operation Cost | Training HVAC Cost | Training Critical Load Cost | Testing Total Cost | Testing Capital Cost | Testing Operation Cost | Testing HVAC Cost | Testing Critical Load Cost | Testing HVAC LoL Hours | Testing Critical LoL Hours | Testing HVAC LoL Events | Testing Critical LoL Events | Testing HVAC Max LoL Event Hours | Testing Critical Max LoL Event Hours | Diesel Price ($/gal) | Generator_Size | Peak_Electric_Demand | Reserve_Margin | Training Generator Capital Cost | Training Heat Pump Capital Cost | Training Fixed OM Cost | Training Generator Fixed OM Cost | Training Heat Pump Fixed OM Cost | Training Variable OM Cost | Training Fuel Cost | Training Fuel Gallons | Training HVAC LoL Hours | Training Critical LoL Hours | Training HVAC LoL Events | Training Critical LoL Events | Training HVAC Max LoL Event Hours | Training Critical Max LoL Event Hours | Testing Generator Capital Cost | Testing Heat Pump Capital Cost | Testing Fixed OM Cost | Testing Generator Fixed OM Cost | Testing Heat Pump Fixed OM Cost | Testing Variable OM Cost | Testing Fuel Cost | Testing Fuel Gallons
Alaska | High | High | Diesel | 5 | 0 | 0 | 0 | 0 | 756456.189 | 1083.477 | 755372.711 | 0 | 0 | 735326.031 | 1083.477 | 734242.554 | 0 | 0 | 0 | 0 | 0 | 0 | 0 | 0 | 400 | 6.138 | 5.115 | 0.2 | 411.32 | 672.157 | 347.309 | 147.309 | 200 | 224.92 | 754800.482 | 1887.001 | 0 | 0 | 0 | 0 | 0 | 0 | 411.32 | 672.157 | 347.309 | 147.309 | 200 | 208.679 | 733686.566 | 1834.217
Alaska | High | Low | Diesel | 5 | 0 | 0 | 0 | 0 | 26186.723 | 1083.477 | 25103.245 | 0 | 0 | 25484.279 | 1083.477 | 24400.801 | 0 | 0 | 0 | 0 | 0 | 0 | 0 | 0 | 13 | 6.138 | 5.115 | 0.2 | 411.32 | 672.157 | 347.309 | 147.309 | 200 | 224.92 | 24531.016 | 1887.001 | 0 | 0 | 0 | 0 | 0 | 0 | 411.32 | 672.157 | 347.309 | 147.309 | 200 | 208.679 | 23844.813 | 1834.217
Alaska | High | Med | Diesel | 5 | 0 | 0 | 0 | 0 | 86570.761 | 1083.477 | 85487.284 | 0 | 0 | 84179.204 | 1083.477 | 83095.727 | 0 | 0 | 0 | 0 | 0 | 0 | 0 | 0 | 45 | 6.138 | 5.115 | 0.2 | 411.32 | 672.157 | 347.309 | 147.309 | 200 | 224.92 | 84915.054 | 1887.001 | 0 | 0 | 0 | 0 | 0 | 0 | 411.32 | 672.157 | 347.309 | 147.309 | 200 | 208.679 | 82539.739 | 1834.217
Alaska | Low | High | Diesel | 5 | 0 | 0 | 0 | 0 | 756456.189 | 1083.477 | 755372.711 | 0 | 0 | 735326.031 | 1083.477 | 734242.554 | 0 | 0 | 0 | 0 | 0 | 0 | 0 | 0 | 400 | 6.138 | 5.115 | 0.2 | 411.32 | 672.157 | 347.309 | 147.309 | 200 | 224.92 | 754800.482 | 1887.001 | 0 | 0 | 0 | 0 | 0 | 0 | 411.32 | 672.157 | 347.309 | 147.309 | 200 | 208.679 | 733686.566 | 1834.217
Alaska | Low | Low | Diesel | 5 | 0 | 0 | 0 | 0 | 26186.723 | 1083.477 | 25103.245 | 0 | 0 | 25484.279 | 1083.477 | 24400.801 | 0 | 0 | 0 | 0 | 0 | 0 | 0 | 0 | 13 | 6.138 | 5.115 | 0.2 | 411.32 | 672.157 | 347.309 | 147.309 | 200 | 224.92 | 24531.016 | 1887.001 | 0 | 0 | 0 | 0 | 0 | 0 | 411.32 | 672.157 | 347.309 | 147.309 | 200 | 208.679 | 23844.813 | 1834.217
Alaska | Low | Med | Diesel | 5 | 0 | 0 | 0 | 0 | 86570.761 | 1083.477 | 85487.284 | 0 | 0 | 84179.204 | 1083.477 | 83095.727 | 0 | 0 | 0 | 0 | 0 | 0 | 0 | 0 | 45 | 6.138 | 5.115 | 0.2 | 411.32 | 672.157 | 347.309 | 147.309 | 200 | 224.92 | 84915.054 | 1887.001 | 0 | 0 | 0 | 0 | 0 | 0 | 411.32 | 672.157 | 347.309 | 147.309 | 200 | 208.679 | 82539.739 | 1834.217
Alaska | Med | High | Diesel | 5 | 0 | 0 | 0 | 0 | 756456.189 | 1083.477 | 755372.711 | 0 | 0 | 735326.031 | 1083.477 | 734242.554 | 0 | 0 | 0 | 0 | 0 | 0 | 0 | 0 | 400 | 6.138 | 5.115 | 0.2 | 411.32 | 672.157 | 347.309 | 147.309 | 200 | 224.92 | 754800.482 | 1887.001 | 0 | 0 | 0 | 0 | 0 | 0 | 411.32 | 672.157 | 347.309 | 147.309 | 200 | 208.679 | 733686.566 | 1834.217
Alaska | Med | Low | Diesel | 5 | 0 | 0 | 0 | 0 | 26186.723 | 1083.477 | 25103.245 | 0 | 0 | 25484.279 | 1083.477 | 24400.801 | 0 | 0 | 0 | 0 | 0 | 0 | 0 | 0 | 13 | 6.138 | 5.115 | 0.2 | 411.32 | 672.157 | 347.309 | 147.309 | 200 | 224.92 | 24531.016 | 1887.001 | 0 | 0 | 0 | 0 | 0 | 0 | 411.32 | 672.157 | 347.309 | 147.309 | 200 | 208.679 | 23844.813 | 1834.217
Alaska | Med | Med | Diesel | 5 | 0 | 0 | 0 | 0 | 86570.761 | 1083.477 | 85487.284 | 0 | 0 | 84179.204 | 1083.477 | 83095.727 | 0 | 0 | 0 | 0 | 0 | 0 | 0 | 0 | 45 | 6.138 | 5.115 | 0.2 | 411.32 | 672.157 | 347.309 | 147.309 | 200 | 224.92 | 84915.054 | 1887.001 | 0 | 0 | 0 | 0 | 0 | 0 | 411.32 | 672.157 | 347.309 | 147.309 | 200 | 208.679 | 82539.739 | 1834.217
Arizona | High | High | Diesel | 5 | 0 | 0 | 0 | 0 | 442369.857 | 918.244 | 441451.613 | 0 | 0 | 443266.057 | 918.244 | 442347.813 | 0 | 0 | 0 | 0 | 0 | 0 | 0 | 0 | 400 | 3.672 | 3.06 | 0.2 | 246.087 | 672.157 | 288.133 | 88.133 | 200 | 126.452 | 441037.028 | 1102.592 | 0 | 0 | 0 | 0 | 0 | 0 | 246.087 | 672.157 | 288.133 | 88.133 | 200 | 127.141 | 441932.539 | 1104.831
Arizona | High | Low | Diesel | 5 | 0 | 0 | 0 | 0 | 15666.532 | 918.244 | 14748.288 | 0 | 0 | 15696.325 | 918.244 | 14778.081 | 0 | 0 | 0 | 0 | 0 | 0 | 0 | 0 | 13 | 3.672 | 3.06 | 0.2 | 246.087 | 672.157 | 288.133 | 88.133 | 200 | 126.452 | 14333.703 | 1102.592 | 0 | 0 | 0 | 0 | 0 | 0 | 246.087 | 672.157 | 288.133 | 88.133 | 200 | 127.141 | 14362.807 | 1104.831
Arizona | High | Med | Diesel | 5 | 0 | 0 | 0 | 0 | 50949.494 | 918.244 | 50031.251 | 0 | 0 | 51050.928 | 918.244 | 50132.685 | 0 | 0 | 0 | 0 | 0 | 0 | 0 | 0 | 45 | 3.672 | 3.06 | 0.2 | 246.087 | 672.157 | 288.133 | 88.133 | 200 | 126.452 | 49616.666 | 1102.592 | 0 | 0 | 0 | 0 | 0 | 0 | 246.087 | 672.157 | 288.133 | 88.133 | 200 | 127.141 | 49717.411 | 1104.831
Arizona | Low | High | Diesel | 5 | 0 | 0 | 0 | 0 | 442369.857 | 918.244 | 441451.613 | 0 | 0 | 443266.057 | 918.244 | 442347.813 | 0 | 0 | 0 | 0 | 0 | 0 | 0 | 0 | 400 | 3.672 | 3.06 | 0.2 | 246.087 | 672.157 | 288.133 | 88.133 | 200 | 126.452 | 441037.028 | 1102.592 | 0 | 0 | 0 | 0 | 0 | 0 | 246.087 | 672.157 | 288.133 | 88.133 | 200 | 127.141 | 441932.539 | 1104.831
Arizona | Low | Low | Diesel | 5 | 0 | 0 | 0 | 0 | 15666.532 | 918.244 | 14748.288 | 0 | 0 | 15696.325 | 918.244 | 14778.081 | 0 | 0 | 0 | 0 | 0 | 0 | 0 | 0 | 13 | 3.672 | 3.06 | 0.2 | 246.087 | 672.157 | 288.133 | 88.133 | 200 | 126.452 | 14333.703 | 1102.592 | 0 | 0 | 0 | 0 | 0 | 0 | 246.087 | 672.157 | 288.133 | 88.133 | 200 | 127.141 | 14362.807 | 1104.831
Arizona | Low | Med | Diesel | 5 | 0 | 0 | 0 | 0 | 50949.494 | 918.244 | 50031.251 | 0 | 0 | 51050.928 | 918.244 | 50132.685 | 0 | 0 | 0 | 0 | 0 | 0 | 0 | 0 | 45 | 3.672 | 3.06 | 0.2 | 246.087 | 672.157 | 288.133 | 88.133 | 200 | 126.452 | 49616.666 | 1102.592 | 0 | 0 | 0 | 0 | 0 | 0 | 246.087 | 672.157 | 288.133 | 88.133 | 200 | 127.141 | 49717.411 | 1104.831
Arizona | Med | High | Diesel | 5 | 0 | 0 | 0 | 0 | 442369.857 | 918.244 | 441451.613 | 0 | 0 | 443266.057 | 918.244 | 442347.813 | 0 | 0 | 0 | 0 | 0 | 0 | 0 | 0 | 400 | 3.672 | 3.06 | 0.2 | 246.087 | 672.157 | 288.133 | 88.133 | 200 | 126.452 | 441037.028 | 1102.592 | 0 | 0 | 0 | 0 | 0 | 0 | 246.087 | 672.157 | 288.133 | 88.133 | 200 | 127.141 | 441932.539 | 1104.831
Arizona | Med | Low | Diesel | 5 | 0 | 0 | 0 | 0 | 15666.532 | 918.244 | 14748.288 | 0 | 0 | 15696.325 | 918.244 | 14778.081 | 0 | 0 | 0 | 0 | 0 | 0 | 0 | 0 | 13 | 3.672 | 3.06 | 0.2 | 246.087 | 672.157 | 288.133 | 88.133 | 200 | 126.452 | 14333.703 | 1102.592 | 0 | 0 | 0 | 0 | 0 | 0 | 246.087 | 672.157 | 288.133 | 88.133 | 200 | 127.141 | 14362.807 | 1104.831
Arizona | Med | Med | Diesel | 5 | 0 | 0 | 0 | 0 | 50949.494 | 918.244 | 50031.251 | 0 | 0 | 51050.928 | 918.244 | 50132.685 | 0 | 0 | 0 | 0 | 0 | 0 | 0 | 0 | 45 | 3.672 | 3.06 | 0.2 | 246.087 | 672.157 | 288.133 | 88.133 | 200 | 126.452 | 49616.666 | 1102.592 | 0 | 0 | 0 | 0 | 0 | 0 | 246.087 | 672.157 | 288.133 | 88.133 | 200 | 127.141 | 49717.411 | 1104.831
California | High | High | Diesel | 5 | 0 | 0 | 0 | 0 | 310362.025 | 865.751 | 309496.274 | 0 | 0 | 308416.077 | 865.751 | 307550.326 | 0 | 0 | 0 | 0 | 0 | 0 | 0 | 0 | 400 | 2.889 | 2.407 | 0.2 | 193.594 | 672.157 | 269.333 | 69.333 | 200 | 70.399 | 309156.541 | 772.892 | 0 | 0 | 0 | 0 | 0 | 0 | 193.594 | 672.157 | 269.333 | 69.333 | 200 | 68.904 | 307212.089 | 768.03
California | High | Low | Diesel | 5 | 0 | 0 | 0 | 0 | 11253.071 | 865.751 | 10387.32 | 0 | 0 | 11188.381 | 865.751 | 10322.63 | 0 | 0 | 0 | 0 | 0 | 0 | 0 | 0 | 13 | 2.889 | 2.407 | 0.2 | 193.594 | 672.157 | 269.333 | 69.333 | 200 | 70.399 | 10047.588 | 772.892 | 0 | 0 | 0 | 0 | 0 | 0 | 193.594 | 672.157 | 269.333 | 69.333 | 200 | 68.904 | 9984.393 | 768.03
California | High | Med | Diesel | 5 | 0 | 0 | 0 | 0 | 35985.595 | 865.751 | 35119.844 | 0 | 0 | 35765.348 | 865.751 | 34899.597 | 0 | 0 | 0 | 0 | 0 | 0 | 0 | 0 | 45 | 2.889 | 2.407 | 0.2 | 193.594 | 672.157 | 269.333 | 69.333 | 200 | 70.399 | 34780.111 | 772.892 | 0 | 0 | 0 | 0 | 0 | 0 | 193.594 | 672.157 | 269.333 | 69.333 | 200 | 68.904 | 34561.36 | 768.03
California | Low | High | Diesel | 5 | 0 | 0 | 0 | 0 | 310362.025 | 865.751 | 309496.274 | 0 | 0 | 308416.077 | 865.751 | 307550.326 | 0 | 0 | 0 | 0 | 0 | 0 | 0 | 0 | 400 | 2.889 | 2.407 | 0.2 | 193.594 | 672.157 | 269.333 | 69.333 | 200 | 70.399 | 309156.541 | 772.892 | 0 | 0 | 0 | 0 | 0 | 0 | 193.594 | 672.157 | 269.333 | 69.333 | 200 | 68.904 | 307212.089 | 768.03
California | Low | Low | Diesel | 5 | 0 | 0 | 0 | 0 | 11253.071 | 865.751 | 10387.32 | 0 | 0 | 11188.381 | 865.751 | 10322.63 | 0 | 0 | 0 | 0 | 0 | 0 | 0 | 0 | 13 | 2.889 | 2.407 | 0.2 | 193.594 | 672.157 | 269.333 | 69.333 | 200 | 70.399 | 10047.588 | 772.892 | 0 | 0 | 0 | 0 | 0 | 0 | 193.594 | 672.157 | 269.333 | 69.333 | 200 | 68.904 | 9984.393 | 768.03
California | Low | Med | Diesel | 5 | 0 | 0 | 0 | 0 | 35985.595 | 865.751 | 35119.844 | 0 | 0 | 35765.348 | 865.751 | 34899.597 | 0 | 0 | 0 | 0 | 0 | 0 | 0 | 0 | 45 | 2.889 | 2.407 | 0.2 | 193.594 | 672.157 | 269.333 | 69.333 | 200 | 70.399 | 34780.111 | 772.892 | 0 | 0 | 0 | 0 | 0 | 0 | 193.594 | 672.157 | 269.333 | 69.333 | 200 | 68.904 | 34561.36 | 768.03
California | Med | High | Diesel | 5 | 0 | 0 | 0 | 0 | 310362.025 | 865.751 | 309496.274 | 0 | 0 | 308416.077 | 865.751 | 307550.326 | 0 | 0 | 0 | 0 | 0 | 0 | 0 | 0 | 400 | 2.889 | 2.407 | 0.2 | 193.594 | 672.157 | 269.333 | 69.333 | 200 | 70.399 | 309156.541 | 772.892 | 0 | 0 | 0 | 0 | 0 | 0 | 193.594 | 672.157 | 269.333 | 69.333 | 200 | 68.904 | 307212.089 | 768.03
California | Med | Low | Diesel | 5 | 0 | 0 | 0 | 0 | 11253.071 | 865.751 | 10387.32 | 0 | 0 | 11188.381 | 865.751 | 10322.63 | 0 | 0 | 0 | 0 | 0 | 0 | 0 | 0 | 13 | 2.889 | 2.407 | 0.2 | 193.594 | 672.157 | 269.333 | 69.333 | 200 | 70.399 | 10047.588 | 772.892 | 0 | 0 | 0 | 0 | 0 | 0 | 193.594 | 672.157 | 269.333 | 69.333 | 200 | 68.904 | 9984.393 | 768.03
California | Med | Med | Diesel | 5 | 0 | 0 | 0 | 0 | 35985.595 | 865.751 | 35119.844 | 0 | 0 | 35765.348 | 865.751 | 34899.597 | 0 | 0 | 0 | 0 | 0 | 0 | 0 | 0 | 45 | 2.889 | 2.407 | 0.2 | 193.594 | 672.157 | 269.333 | 69.333 | 200 | 70.399 | 34780.111 | 772.892 | 0 | 0 | 0 | 0 | 0 | 0 | 193.594 | 672.157 | 269.333 | 69.333 | 200 | 68.904 | 34561.36 | 768.03
Florida | High | High | Diesel | 5 | 0 | 0 | 0 | 0 | 433060.606 | 939.554 | 432121.052 | 0 | 0 | 455436.006 | 939.554 | 454496.452 | 0 | 0 | 0 | 0 | 0 | 0 | 0 | 0 | 400 | 3.99 | 3.325 | 0.2 | 267.397 | 672.157 | 295.765 | 95.765 | 200 | 100.86 | 431724.427 | 1079.311 | 0 | 0 | 0 | 0 | 0 | 0 | 267.397 | 672.157 | 295.765 | 95.765 | 200 | 118.058 | 454082.629 | 1135.206
Florida | High | Low | Diesel | 5 | 0 | 0 | 0 | 0 | 15367.223 | 939.554 | 14427.669 | 0 | 0 | 16111.063 | 939.554 | 15171.509 | 0 | 0 | 0 | 0 | 0 | 0 | 0 | 0 | 13 | 3.99 | 3.325 | 0.2 | 267.397 | 672.157 | 295.765 | 95.765 | 200 | 100.86 | 14031.044 | 1079.311 | 0 | 0 | 0 | 0 | 0 | 0 | 267.397 | 672.157 | 295.765 | 95.765 | 200 | 118.058 | 14757.685 | 1135.206
Florida | High | Med | Diesel | 5 | 0 | 0 | 0 | 0 | 49905.177 | 939.554 | 48965.623 | 0 | 0 | 52437.674 | 939.554 | 51498.119 | 0 | 0 | 0 | 0 | 0 | 0 | 0 | 0 | 45 | 3.99 | 3.325 | 0.2 | 267.397 | 672.157 | 295.765 | 95.765 | 200 | 100.86 | 48568.998 | 1079.311 | 0 | 0 | 0 | 0 | 0 | 0 | 267.397 | 672.157 | 295.765 | 95.765 | 200 | 118.058 | 51084.296 | 1135.206
Florida | Low | High | Diesel | 5 | 0 | 0 | 0 | 0 | 433060.606 | 939.554 | 432121.052 | 0 | 0 | 455436.006 | 939.554 | 454496.452 | 0 | 0 | 0 | 0 | 0 | 0 | 0 | 0 | 400 | 3.99 | 3.325 | 0.2 | 267.397 | 672.157 | 295.765 | 95.765 | 200 | 100.86 | 431724.427 | 1079.311 | 0 | 0 | 0 | 0 | 0 | 0 | 267.397 | 672.157 | 295.765 | 95.765 | 200 | 118.058 | 454082.629 | 1135.206
Florida | Low | Low | Diesel | 5 | 0 | 0 | 0 | 0 | 15367.223 | 939.554 | 14427.669 | 0 | 0 | 16111.063 | 939.554 | 15171.509 | 0 | 0 | 0 | 0 | 0 | 0 | 0 | 0 | 13 | 3.99 | 3.325 | 0.2 | 267.397 | 672.157 | 295.765 | 95.765 | 200 | 100.86 | 14031.044 | 1079.311 | 0 | 0 | 0 | 0 | 0 | 0 | 267.397 | 672.157 | 295.765 | 95.765 | 200 | 118.058 | 14757.685 | 1135.206
Florida | Low | Med | Diesel | 5 | 0 | 0 | 0 | 0 | 49905.177 | 939.554 | 48965.623 | 0 | 0 | 52437.674 | 939.554 | 51498.119 | 0 | 0 | 0 | 0 | 0 | 0 | 0 | 0 | 45 | 3.99 | 3.325 | 0.2 | 267.397 | 672.157 | 295.765 | 95.765 | 200 | 100.86 | 48568.998 | 1079.311 | 0 | 0 | 0 | 0 | 0 | 0 | 267.397 | 672.157 | 295.765 | 95.765 | 200 | 118.058 | 51084.296 | 1135.206
Florida | Med | High | Diesel | 5 | 0 | 0 | 0 | 0 | 433060.606 | 939.554 | 432121.052 | 0 | 0 | 455436.006 | 939.554 | 454496.452 | 0 | 0 | 0 | 0 | 0 | 0 | 0 | 0 | 400 | 3.99 | 3.325 | 0.2 | 267.397 | 672.157 | 295.765 | 95.765 | 200 | 100.86 | 431724.427 | 1079.311 | 0 | 0 | 0 | 0 | 0 | 0 | 267.397 | 672.157 | 295.765 | 95.765 | 200 | 118.058 | 454082.629 | 1135.206
Florida | Med | Low | Diesel | 5 | 0 | 0 | 0 | 0 | 15367.223 | 939.554 | 14427.669 | 0 | 0 | 16111.063 | 939.554 | 15171.509 | 0 | 0 | 0 | 0 | 0 | 0 | 0 | 0 | 13 | 3.99 | 3.325 | 0.2 | 267.397 | 672.157 | 295.765 | 95.765 | 200 | 100.86 | 14031.044 | 1079.311 | 0 | 0 | 0 | 0 | 0 | 0 | 267.397 | 672.157 | 295.765 | 95.765 | 200 | 118.058 | 14757.685 | 1135.206
Florida | Med | Med | Diesel | 5 | 0 | 0 | 0 | 0 | 49905.177 | 939.554 | 48965.623 | 0 | 0 | 52437.674 | 939.554 | 51498.119 | 0 | 0 | 0 | 0 | 0 | 0 | 0 | 0 | 45 | 3.99 | 3.325 | 0.2 | 267.397 | 672.157 | 295.765 | 95.765 | 200 | 100.86 | 48568.998 | 1079.311 | 0 | 0 | 0 | 0 | 0 | 0 | 267.397 | 672.157 | 295.765 | 95.765 | 200 | 118.058 | 51084.296 | 1135.206
Minnesota | High | High | Diesel | 5 | 0 | 0 | 0 | 0 | 634509.259 | 1030.267 | 633478.992 | 0 | 0 | 645141.356 | 1030.267 | 644111.089 | 0 | 0 | 0 | 0 | 0 | 0 | 0 | 0 | 400 | 5.344 | 4.453 | 0.2 | 358.11 | 672.157 | 328.253 | 128.253 | 200 | 177.222 | 632973.518 | 1582.434 | 0 | 0 | 0 | 0 | 0 | 0 | 358.11 | 672.157 | 328.253 | 128.253 | 200 | 185.394 | 643597.443 | 1608.994
Minnesota | High | Low | Diesel | 5 | 0 | 0 | 0 | 0 | 22107.381 | 1030.267 | 21077.114 | 0 | 0 | 22460.83 | 1030.267 | 21430.563 | 0 | 0 | 0 | 0 | 0 | 0 | 0 | 0 | 13 | 5.344 | 4.453 | 0.2 | 358.11 | 672.157 | 328.253 | 128.253 | 200 | 177.222 | 20571.639 | 1582.434 | 0 | 0 | 0 | 0 | 0 | 0 | 358.11 | 672.157 | 328.253 | 128.253 | 200 | 185.394 | 20916.917 | 1608.994
Minnesota | High | Med | Diesel | 5 | 0 | 0 | 0 | 0 | 72745.262 | 1030.267 | 71714.995 | 0 | 0 | 73948.626 | 1030.267 | 72918.359 | 0 | 0 | 0 | 0 | 0 | 0 | 0 | 0 | 45 | 5.344 | 4.453 | 0.2 | 358.11 | 672.157 | 328.253 | 128.253 | 200 | 177.222 | 71209.521 | 1582.434 | 0 | 0 | 0 | 0 | 0 | 0 | 358.11 | 672.157 | 328.253 | 128.253 | 200 | 185.394 | 72404.712 | 1608.994
Minnesota | Low | High | Diesel | 5 | 0 | 0 | 0 | 0 | 634509.259 | 1030.267 | 633478.992 | 0 | 0 | 645141.356 | 1030.267 | 644111.089 | 0 | 0 | 0 | 0 | 0 | 0 | 0 | 0 | 400 | 5.344 | 4.453 | 0.2 | 358.11 | 672.157 | 328.253 | 128.253 | 200 | 177.222 | 632973.518 | 1582.434 | 0 | 0 | 0 | 0 | 0 | 0 | 358.11 | 672.157 | 328.253 | 128.253 | 200 | 185.394 | 643597.443 | 1608.994
Minnesota | Low | Low | Diesel | 5 | 0 | 0 | 0 | 0 | 22107.381 | 1030.267 | 21077.114 | 0 | 0 | 22460.83 | 1030.267 | 21430.563 | 0 | 0 | 0 | 0 | 0 | 0 | 0 | 0 | 13 | 5.344 | 4.453 | 0.2 | 358.11 | 672.157 | 328.253 | 128.253 | 200 | 177.222 | 20571.639 | 1582.434 | 0 | 0 | 0 | 0 | 0 | 0 | 358.11 | 672.157 | 328.253 | 128.253 | 200 | 185.394 | 20916.917 | 1608.994
Minnesota | Low | Med | Diesel | 5 | 0 | 0 | 0 | 0 | 72745.262 | 1030.267 | 71714.995 | 0 | 0 | 73948.626 | 1030.267 | 72918.359 | 0 | 0 | 0 | 0 | 0 | 0 | 0 | 0 | 45 | 5.344 | 4.453 | 0.2 | 358.11 | 672.157 | 328.253 | 128.253 | 200 | 177.222 | 71209.521 | 1582.434 | 0 | 0 | 0 | 0 | 0 | 0 | 358.11 | 672.157 | 328.253 | 128.253 | 200 | 185.394 | 72404.712 | 1608.994
Minnesota | Med | High | Diesel | 5 | 0 | 0 | 0 | 0 | 634509.259 | 1030.267 | 633478.992 | 0 | 0 | 645141.356 | 1030.267 | 644111.089 | 0 | 0 | 0 | 0 | 0 | 0 | 0 | 0 | 400 | 5.344 | 4.453 | 0.2 | 358.11 | 672.157 | 328.253 | 128.253 | 200 | 177.222 | 632973.518 | 1582.434 | 0 | 0 | 0 | 0 | 0 | 0 | 358.11 | 672.157 | 328.253 | 128.253 | 200 | 185.394 | 643597.443 | 1608.994
Minnesota | Med | Low | Diesel | 5 | 0 | 0 | 0 | 0 | 22107.381 | 1030.267 | 21077.114 | 0 | 0 | 22460.83 | 1030.267 | 21430.563 | 0 | 0 | 0 | 0 | 0 | 0 | 0 | 0 | 13 | 5.344 | 4.453 | 0.2 | 358.11 | 672.157 | 328.253 | 128.253 | 200 | 177.222 | 20571.639 | 1582.434 | 0 | 0 | 0 | 0 | 0 | 0 | 358.11 | 672.157 | 328.253 | 128.253 | 200 | 185.394 | 20916.917 | 1608.994
Minnesota | Med | Med | Diesel | 5 | 0 | 0 | 0 | 0 | 72745.262 | 1030.267 | 71714.995 | 0 | 0 | 73948.626 | 1030.267 | 72918.359 | 0 | 0 | 0 | 0 | 0 | 0 | 0 | 0 | 45 | 5.344 | 4.453 | 0.2 | 358.11 | 672.157 | 328.253 | 128.253 | 200 | 177.222 | 71209.521 | 1582.434 | 0 | 0 | 0 | 0 | 0 | 0 | 358.11 | 672.157 | 328.253 | 128.253 | 200 | 185.394 | 72404.712 | 1608.994